## ABC (hidden)
ITEM NO. | DESCRIPTION | QTY | UNIT | MATERIALS | LABOR | ESTIMATED DIRECT COST | MARK-UPS IN PERCENT |  | TOTAL MARK-UP |  | VAT | TOTAL INDIRECT COST | TOTAL COST | UNIT COST
[7 empty] | OCM | PROFIT | % | Value
|  | 1 | pc. |  |  |  | -
|  | 1 | pc.
|  | 2 | pc.
|  | 4 | pc.
|  | 1 | set
|  | 1 | set
|  | 8 | pc.
|  | 2 | pc.
|  | 1 | pc.
|  | 3 | pc.
|  | 1 | pc.
|  | 2 | pc.
|  | 1 | pc.
|  | 1 | pc.
|  | 1 | set
|  | 5 | set
|  | 4 | pc. |  |  |  | 1000 | 220
|  | 1 | pc. |  |  |  | 1000 | 220
|  | 1 | pc. |  |  |  | 1000 | 220
|  | 1 | lot |  |  |  | 2400 | 528
|  | 1 | 2 | 3 | 4 | 5 | 6 | 7 | 8 | 9 | 10 | 11 | 12 | 13
[6 empty] | (3)+(4) |  |  | (6)+(7) | (5) x (8) | 5% ( (5) + (9) ) | (9) + (10) | (5) + (11) | (12) / (3)
1 | General Requirements
1.1 | Mobilization & Demobilization | 1 | lot | 30000 | 30000 | 60000 | 0 | 0 | 0 | 0 | 3000 | 3000 | 63000 | 63000
1.2 | Construction Occupational Safety & Health (New Normal) | 1 | lot | 50000 | 30000 | 80000 | 0 | 0 | 0 | 0 | 4000 | 4000 | 84000 | 84000
1.3 | Temporary Facilities, Billboard and Barricade | 1 | lot | 40000 | 15000 | 55000 | 0 | 0 | 0 | 0 | 2750 | 2750 | 57750 | 57750
|  | 528 11: SUB TOTAL; 528 12: 204750 | 204750
2 | Demolition, Cleaning, Hauling, Disposal and Repair Works
2.1 | Demoliton/Removal of Existing Affected Structure (Trees, CHB walls, concrete slabs, steel pipes, electrical & plumbing wires, pipes & fixtures, tiles & floor finishes, ceiling boards, roof, c-purlins, door & jamb, window, scraping of old paint and all other affected areas, etc.) | 1 | lot | 50000 | 80000 | 130000 | 12 | 8 | 20 | 26000 | 7800 | 33800 | 163800 | 163800
2.2 | Hauling and Disposal of Debris and Scrap Materials from affected areas | 1 | lot | 0 | 50000 | 50000 | 12 | 8 | 20 | 10000 | 3000 | 13000 | 63000 | 63000
2.3 | Repair of Existing Walls, Concrete Gutter and all affected/damaged areas | 1 | lot | 40000 | 30000 | 70000 | 12 | 8 | 20 | 14000 | 4200 | 18200 | 88200 | 88200
2.4 | Pest Control | 1 | lot | 150000 | 50000 | 200000 | 12 | 8 | 20 | 40000 | 12000 | 52000 | 252000 | 252000
|  | 528 11: SUB TOTAL; 528 12: 567000 | 567000
3 | Structural Works
3.1 | Column Footing
3.1.1 | Excavation | 28.5 | m³ | 0 | 200 | 200 | 12 | 8 | 20 | 40 | 12 | 52 | 7182 | 252
3.1.2 | Concrete 3000 psi | 5.7 | m³ | 4500 | 1000 | 5500 | 12 | 8 | 20 | 1100 | 330 | 1430 | 39501 | 6930
3.1.3 | Reinforcement | 2400 6: 12; 528 7: 8
3.1.3.1 | 12 mm Φ x 6 m DSB Grade 40 | 168.69 | kg | 80 | 10 | 90 | 12 | 8 | 20 | 18 | 5.4 | 23.4 | 19129.446 | 113.4
3.1.3.2 | #16 GI Tie Wire | 3.3738 | kg | 100 | 10 | 110 | 12 | 8 | 20 | 22 | 6.6 | 28.6 | 467.6087 | 138.6
3.1.4 | Gravel Bedding G1 | 1.3 | m³ | 900 | 100 | 1000 | 12 | 8 | 20 | 200 | 60 | 260 | 1638 | 1260
3.1.5 | Soil Backfill with Compaction | 22.8 | m² | 0 | 150 | 150 | 12 | 8 | 20 | 30 | 9 | 39 | 4309.2 | 189
3.1.6 | Consumables | 1 | lot | 1000 | 250 | 1250 | 12 | 8 | 20 | 250 | 75 | 325 | 1575 | 1575
|  | 528 11: SUB TOTAL; 528 12: 73802.2547 | 73802.2547
3.2 | Wall Footing
3.2.1 | Excavation | 12.01 | m³ | 0 | 200 | 200 | 12 | 8 | 20 | 40 | 12 | 52 | 3026.52 | 252
3.2.2 | Concrete 3000 psi | 4.4 | m³ | 4500 | 1000 | 5500 | 12 | 8 | 20 | 1100 | 330 | 1430 | 30492 | 6930
3.2.3 | Reinforcement
3.2.3.1 | 12 mm Φ x 6 m DSB Grade 40 | 195.36 | kg | 80 | 10 | 90 | 12 | 8 | 20 | 18 | 5.4 | 23.4 | 22153.824 | 113.4
3.2.3.2 | 10 mm Φ x 6 m DSB Grade 40 | 75.372 | kg | 80 | 10 | 90 | 12 | 8 | 20 | 18 | 5.4 | 23.4 | 8547.1848 | 113.4
3.2.3.3 | #16 GI Tie Wire | 5.4146 | kg | 100 | 8 | 108 | 12 | 8 | 20 | 21.6 | 6.48 | 28.08 | 736.8242 | 136.08
3.2.4 | Gravel Bedding G1 | 2.01 | m³ | 900 | 100 | 1000 | 12 | 8 | 20 | 200 | 60 | 260 | 2532.6 | 1260
3.2.5 | Soil Backfill with Compaction | 7.61 | m² | 0 | 150 | 150 | 12 | 8 | 20 | 30 | 9 | 39 | 1438.29 | 189
3.2.6 | Consumables | 1 | lot | 1000 | 250 | 1250 | 12 | 8 | 20 | 250 | 75 | 325 | 1575 | 1575
|  | 528 11: SUB TOTAL; 528 12: 70502.243 | 70502.243
3.3 | Grade Beam and Tie Beam
3.3.1 | Excavation | 7.42 | m³ | 0 | 200 | 200 | 12 | 8 | 20 | 40 | 12 | 52 | 1869.84 | 252
3.3.2 | Concrete 3000 psi | 5.56 | m³ | 4500 | 1000 | 5500 | 12 | 8 | 20 | 1100 | 330 | 1430 | 38530.8 | 6930
3.3.3 | Reinforcement
3.2.3.1 | 12 mm Φ x 6 m DSB Grade 40 | 223.73 | kg | 80 | 10 | 90 | 12 | 8 | 20 | 18 | 5.4 | 23.4 | 25370.982 | 113.4
3.2.3.2 | 10 mm Φ x 6 m DSB Grade 40 | 403.22 | kg | 80 | 10 | 90 | 12 | 8 | 20 | 18 | 5.4 | 23.4 | 45725.148 | 113.4
3.2.3.3 | #16 GI Tie Wire | 12.539 | kg | 100 | 8 | 108 | 12 | 8 | 20 | 21.6 | 6.48 | 28.08 | 1706.3071 | 136.08
3.3.4 | Gravel Bedding G1 | 1.69 | m³ | 900 | 100 | 1000 | 12 | 8 | 20 | 200 | 60 | 260 | 2129.4 | 1260
3.3.5 | Soil Backfill with Compaction | 1.86 | m² | 0 | 150 | 150 | 12 | 8 | 20 | 30 | 9 | 39 | 351.54 | 189
3.3.6 | HILTI-RE 500 V3 ADHESIVE | 1 | lot | 19664.745 | 6882.6607 | 26547.4057 | 5 | 10 | 15 | 3982.1109 | 1526.4758 | 5508.5867 | 32055.9924 | 32055.9924
3.3.7 | Consumables | 1 | lot | 5000 | 1250 | 6250 | 12 | 8 | 20 | 1250 | 375 | 1625 | 7875 | 7875
|  | 528 11: SUB TOTAL; 528 12: 155615.0096 | 155615.0096
3.4 | Slab on Grade, Zocalo, Ramp, Plantbox and Stairs
3.4.1 | Concrete 3000 psi | 31.47 | m³ | 4500 | 1000 | 5500 | 12 | 8 | 20 | 1100 | 330 | 1430 | 218087.1 | 6930
3.4.2 | Reinforcement
3.4.2.1 | 10 mm Φ-6 m DSB Grade 40 | 931.2 | kg | 80 | 10 | 90 | 12 | 8 | 20 | 18 | 5.4 | 23.4 | 105598.08 | 113.4
3.4.2.2 | #16 GI Tie Wire | 9.312 | kg | 100 | 8 | 108 | 12 | 8 | 20 | 21.6 | 6.48 | 28.08 | 1267.177 | 136.08
3.4.3 | Gravel Bedding G1 | 20.99 | m³ | 900 | 100 | 1000 | 12 | 8 | 20 | 200 | 60 | 260 | 26447.4 | 1260
3.4.4 | Soil Embankment with Compaction | 89.1 | m² | 150 | 150 | 300 | 12 | 8 | 20 | 60 | 18 | 78 | 33679.8 | 378
3.4.5 | Consumables | 1 | lot | 5000 | 1250 | 6250 | 12 | 8 | 20 | 1250 | 375 | 1625 | 7875 | 7875
|  | 528 11: SUB TOTAL; 528 12: 392954.557 | 392954.557
3.5 | Column
3.5.1 | Concrete 3000 psi | 11.4114 | m³ | 4500 | 1000 | 5500 | 12 | 8 | 20 | 1100 | 330 | 1430 | 79081.002 | 6930
3.5.2 | Reinforcement
3.5.2.1 | 12 mm Φ x 6 m DSB Grade 40 | 838.36 | kg | 80 | 10 | 90 | 12 | 8 | 20 | 18 | 5.4 | 23.4 | 95070.024 | 113.4
3.5.2.2 | 10 mm Φ x 6 m DSB Grade 40 | 584.25 | kg | 80 | 10 | 90 | 12 | 8 | 20 | 18 | 5.4 | 23.4 | 66253.95 | 113.4
3.5.2.3 | #16 GI Tie Wire | 14.2261 | kg | 100 | 8 | 108 | 12 | 8 | 20 | 21.6 | 6.48 | 28.08 | 1935.8877 | 136.08
3.5.3 | Consumables | 1 | lot | 5000 | 1250 | 6250 | 12 | 8 | 20 | 1250 | 375 | 1625 | 7875 | 7875
|  | 528 11: SUB TOTAL; 528 12: 250215.8637 | 250215.8637
3.6 | Roof Beam
3.6.1 | Concrete 3000 psi | 4.433 | m³ | 4500 | 1000 | 5500 | 12 | 8 | 20 | 1100 | 330 | 1430 | 30720.69 | 6930
3.6.2 | Reinforcement
3.6.2.1 | 12 mm Φ x 6 m DSB Grade 40 | 238.4 | kg | 80 | 10 | 90 | 12 | 8 | 20 | 18 | 5.4 | 23.4 | 27034.56 | 113.4
3.6.2.2 | 10 mm Φ x 6 m DSB Grade 40 | 206.94 | kg | 80 | 10 | 90 | 12 | 8 | 20 | 18 | 5.4 | 23.4 | 23466.996 | 113.4
3.6.2.3 | #16 GI Tie Wire | 8.9068 | kg | 100 | 8 | 108 | 12 | 8 | 20 | 21.6 | 6.48 | 28.08 | 1212.0373 | 136.08
3.6.4 | HILTI-RE 500 V3 ADHESIVE | 1 | lot | 19664.745 | 6882.6607 | 26547.4057 | 5 | 10 | 15 | 3982.1109 | 1526.4758 | 5508.5867 | 32055.9924 | 32055.9924
3.6.5 | Consumables | 1 | lot | 5000 | 1250 | 6250 | 12 | 8 | 20 | 1250 | 375 | 1625 | 7875 | 7875
|  | 528 11: SUB TOTAL; 528 12: 122365.2758 | 122365.2758
3.7 | Logo Monolith
3.7.1 | Excavation | 7.42 | m³ | 0 | 200 | 200 | 12 | 8 | 20 | 40 | 12 | 52 | 1869.84 | 252
3.7.2 | Concrete 3000 psi | 2.4387 | m³ | 4500 | 1000 | 5500 | 12 | 8 | 20 | 1100 | 330 | 1430 | 16900.191 | 6930
3.7.3 | Reinforcement
3.7.3.1 | 12 mm Φ x 6 m DSB Grade 40 | 47.95 | kg | 80 | 10 | 90 | 12 | 8 | 20 | 18 | 5.4 | 23.4 | 5437.53 | 113.4
3.7.3.2 | 10 mm Φ x 6 m DSB Grade 40 | 29.6 | kg | 80 | 10 | 90 | 12 | 8 | 20 | 18 | 5.4 | 23.4 | 3356.64 | 113.4
3.7.3.3 | #16 GI Tie Wire | 0.7755 | kg | 100 | 8 | 108 | 12 | 8 | 20 | 21.6 | 6.48 | 28.08 | 105.53 | 136.08
3.7.4 | Consumables | 1 | lot | 3000 | 750 | 3750 | 12 | 8 | 20 | 750 | 225 | 975 | 4725 | 4725
|  | 528 11: SUB TOTAL; 528 12: 32394.731 | 32394.731
4 | Architectural Works
4.1 | Masonry
4.1.1 | 4" CHB Wall (including mortar and 10 mm steel reinforcement every three CHB layer and 0.60 m horizontal spacing) | 858.957 | m² | 450 | 150 | 600 | 12 | 8 | 20 | 120 | 36 | 156 | 649371.492 | 756
4.1.2 | 5" CHB Wall (including mortar and 10 mm steel reinforcement every three CHB layer and 0.60 m horizontal spacing) | 21.9725 | m² | 500 | 150 | 650 | 12 | 8 | 20 | 130 | 39 | 169 | 17995.4775 | 819
|  | 528 11: SUB TOTAL; 528 12: 667366.9695 | 667366.9695
4.2 | Plastering
4.2.1 | Smooth Cement Plastering on Exterior Wall, Interior Wall, Beams, Columns etc. | 1761.859 | m² | 150 | 200 | 350 | 12 | 8 | 20 | 70 | 21 | 91 | 776979.819 | 441
|  | 528 11: SUB TOTAL; 528 12: 776979.819 | 776979.819
4.3 | Ceiling
4.3.1 | 12mm thk. Perforated Gypsum Board on Framing System with complete accessories (Flat Latex Paint Finish) | 85.635 | m² | 600 | 200 | 800 | 12 | 8 | 20 | 160 | 48 | 208 | 86320.08 | 1008
4.3.2 | 12mm thk. Gypsum Board on Framing System with complete accessories (Flat Latex Paint Finish) | 170.038 | m² | 600 | 200 | 800 | 12 | 8 | 20 | 160 | 48 | 208 | 171398.3 | 1008
4.3.3 | 4.5mm thk. Fiber Cement Board on Framing System with complete accessories (Flat Lattex Paint Finish) | 25.85 | m² | 450 | 200 | 650 | 12 | 8 | 20 | 130 | 39 | 169 | 21171.15 | 819
4.3.4 | 2.95m x 0.25m x 8mm thk. PVC Ceiling Panel on Framing System with complete accessories (Wood Texture Finish) | 27.61 | m² | 800 | 200 | 1000 | 12 | 8 | 20 | 200 | 60 | 260 | 34788.6 | 1260
4.3.5 | 2.95m x 0.25m x 8mm thk. PVC Ceiling Panel on Framing System with complete accessories (Light Gray Wood Finish) | 30.525 | m² | 800 | 200 | 1000 | 12 | 8 | 20 | 200 | 60 | 260 | 38461.5 | 1260
4.3.6 | 0.5mm thk. Pre-Painted Wood Texture Spandrel including framing, air ventilation holes and mouldings with complete accessories | 64.176 | m² | 700 | 200 | 900 | 12 | 8 | 20 | 180 | 54 | 234 | 72775.58 | 1133.9999
|  | 528 11: SUB TOTAL; 528 12: 424915.21 | 424915.21
4.4 | Painting
4.4.1 | Off-White Semi-Gloss Latex Paint Finish (surface preparation, primer and at least 2 top coats) | 1513.66 | m² | 150 | 150 | 300 | 12 | 8 | 20 | 60 | 18 | 78 | 572163.48 | 378
4.4.2 | Dark Grey Semi-Gloss Latex Paint Finish (surface preparation, primer and at least 2 top coats) | 115.478 | m² | 150 | 150 | 300 | 12 | 8 | 20 | 60 | 18 | 78 | 43650.68 | 378
4.4.3 | Maroon Semi-Gloss Latex Paint Finish (surface preparation, primer and at least 2 top coats) | 8 | m² | 150 | 150 | 300 | 12 | 8 | 20 | 60 | 18 | 78 | 3024 | 378
4.4.4 | Flat Latex Paint Finish on Ceiling (surface preparation, primer and at least 2 top coats) | 281.523 | m² | 150 | 150 | 300 | 12 | 8 | 20 | 60 | 18 | 78 | 106415.69 | 378
|  | 528 11: SUB TOTAL; 528 12: 725253.85 | 725253.85
4.5 | Floor Tiles
4.5.1 | 200mm x 1200mm Glazed Ceramic Floor Tiles including adhesive, grout and topping | 84.59 | m² | 900 | 250 | 1150 | 12 | 8 | 20 | 230 | 69 | 299 | 122570.91 | 1449
4.5.2 | 200mm x 1200mm x 3mm thk. Vinyl Tile including adhesive | 186.648 | m² | 900 | 250 | 1150 | 12 | 8 | 20 | 230 | 69 | 299 | 270452.952 | 1449
4.5.3 | 600mm x 600mm Non-skid Ceramic Tiles including adhesive, grout and topping | 34.012 | m² | 900 | 250 | 1150 | 12 | 8 | 20 | 230 | 69 | 299 | 49283.388 | 1449
|  | 528 11: SUB TOTAL; 528 12: 442307.25 | 442307.25
4.6 | Wall Tiles
4.6.1 | 300mm x 600mm Decorative Border Wall Tiles including adhesive, grout and topping | 7.755 | m² | 900 | 250 | 1150 | 12 | 8 | 20 | 230 | 69 | 299 | 11236.995 | 1449
4.6.2 | 300mm x 600mm White Ceramic Wall Tiles including adhesive, grout and topping | 38.775 | m² | 900 | 250 | 1150 | 12 | 8 | 20 | 230 | 69 | 299 | 56184.975 | 1449
4.6.3 | Araal Slate Decorative Stone including adhesive, grout and topping | 61.3668 | m² | 2000 | 250 | 2250 | 12 | 8 | 20 | 450 | 135 | 585 | 173974.878 | 2835
|  | 528 11: SUB TOTAL; 528 12: 241396.848 | 241396.848
4.7 | Acoustic Wall
4.7.1 | Polyester Pannel on 3/4" Marine Plywood Covered with Acoustic Foam and Polyester Fiber Acoustic Sheet | 101.288 | m² | 5000 | 1750 | 6750 | 12 | 8 | 20 | 1350 | 405 | 1755 | 861454.44 | 8505
4.7.2 | Consumable Hardwares | 1 | lot | 1000 | 250 | 1250 | 12 | 8 | 20 | 250 | 75 | 325 | 1575 | 1575
|  | 528 11: SUB TOTAL; 528 12: 863029.44 | 863029.44
4.8 | Cubicle Laminated Partition
4.8.1 | Compact Laminated Cubicle Partition w/ door. Wall shall be Phenolic anti-bacterial waterproof toilet partition 12 mm w/ back-to-back hpl color including hinges, lock indicator, KF-A 106 bottom support, doorknob & coat hook and using stainless accessories, aluminum headrail, U-channel & door stopper w/ rubber seal for Male & Female Comfort Rooms. | 4 | set | 30000 | 10500 | 40500 | 12 | 8 | 20 | 8100 | 2430 | 10530 | 204120 | 51030
4.8.2 | Consumable Hardwares | 1 | lot | 2000 | 500 | 2500 | 12 | 8 | 20 | 500 | 150 | 650 | 3150 | 3150
|  | 528 11: SUB TOTAL; 528 12: 207270 | 207270
4.9 | Stairs and Ramp
4.9.1 | Black Rubber Stair Nosing including consumables | 141 | m | 330 | 115.5 | 445.5 | 12 | 8 | 20 | 89.1 | 26.73 | 115.83 | 79147.53 | 561.33
4.9.2 | #10 Pebble Washout including Groove for Ramp | 31.8791 | m² | 350 | 150 | 500 | 12 | 8 | 20 | 100 | 30 | 130 | 20083.833 | 630
|  | 528 11: SUB TOTAL; 528 12: 99231.363 | 99231.363
4.1 | Doors
4.10.1 | D1- 12mm thk. tempered glass with frosted decals double panel swing frameless double glass door with closer and s304 stainless h-type door handle and complete accessories | 1 | set | 30090 | 2100 | 32190 | 12 | 8 | 20 | 6438 | 1931.4 | 8369.4 | 40559.4 | 40559.4
4.10.2 | D2- 12mm thk. tempered glass with frosted decals double panel swing frameless double glass door with transom window, closer and s304 stainless h-type door handle and complete accessories | 2 | set | 32090 | 2100 | 34190 | 12 | 8 | 20 | 6838 | 2051.4 | 8889.4 | 86158.8 | 43079.4
4.10.3 | D3- single swing mahogany wooden solid panel door & jamb knob: heavy duty lever type bolt: single cylinder stainless steel deadbolt | 1 | set | 14700 | 1400 | 16100 | 12 | 8 | 20 | 3220 | 966 | 4186 | 20286 | 20286
4.10.4 | D4- single swing tanguile wooden solid panel door & jamb knob: heavy duty lever type bolt: single cylinder stainless steel deadbolt | 4 | set | 10260 | 1400 | 11660 | 12 | 8 | 20 | 2332 | 699.6 | 3031.6 | 58766.4 | 14691.6
4.10.5 | D5- single swing tanguile wooden semi-solid panel door & jamb with louvers knob: heavy duty lever type | 4 | set | 10260 | 1400 | 11660 | 12 | 8 | 20 | 2332 | 699.6 | 3031.6 | 58766.4 | 14691.6
4.10.6 | D6- 3/4" thk. marine plywood with s4s wood edging cubicle door including metal jamb with stainless steel flush mounted hinges and toilet door stainless steel security bolt lock plug hardware | 5 | set | 6000 | 1000 | 7000 | 12 | 8 | 20 | 1400 | 420 | 1820 | 44100 | 8820
4.10.7 | D7- single swing tanguile wooden solid panel door & jamb covered with acoustic foam & polyester fiber acoustic on interior face (jib door type) knob: heavy duty lever type | 1 | set | 10260 | 1400 | 11660 | 12 | 8 | 20 | 2332 | 699.6 | 3031.6 | 14691.6 | 14691.6
4.10.8 | D8- single swing tanguile wooden semi-solid panel door & jamb with louvers & kick plate knob: s304 h-type door handle | 1 | set | 10050 | 1400 | 11450 | 12 | 8 | 20 | 2290 | 687 | 2977 | 14427 | 14427
|  | 528 11: SUB TOTAL; 528 12: 337755.6 | 337755.6
4.11 | Windows
4.11.1 | W1- 2m x 1m white powder coated aluminum fixed window with one way reflective (exterior) 12mm thk. tempered reflective bronze glass | 2 | set | 10800 | 3240 | 14040 | 12 | 8 | 20 | 2808 | 842.4 | 3650.4 | 35380.8 | 17690.4
4.11.2 | W2- 0.8m x 1.5m white powder coated aluminum awning window with one way reflective (exterior) 6mm thk. reflective bronze glass | 1 | set | 6480 | 1944 | 8424 | 12 | 8 | 20 | 1684.8 | 505.44 | 2190.24 | 10614.24 | 10614.24
4.11.3 | W3- 1.2m x 1.8m white powder coated aluminum awning window with one way reflective (exterior) 6mm thk. reflective bronze glass | 2 | set | 11664 | 3499.2 | 15163.2 | 12 | 8 | 20 | 3032.64 | 909.792 | 3942.432 | 38211.264 | 19105.632
4.11.4 | W4- 0.55m x 1.5m white powder coated aluminum awning window with one way reflective (exterior) 6mm thk. reflective bronze glass | 5 | set | 4455 | 1336.5 | 5791.5 | 12 | 8 | 20 | 1158.3 | 347.49 | 1505.79 | 36486.45 | 7297.29
4.11.5 | W5- 0.6m x 1.2m white powder coated aluminum awning window with one way reflective (exterior) 6mm thk. reflective bronze glass | 2 | set | 3888 | 1166.4 | 5054.4 | 12 | 8 | 20 | 1010.88 | 303.264 | 1314.144 | 12737.088 | 6368.544
4.11.6 | W6- 0.6m x 0.6m white powder coated aluminum awning window with one way reflective (exterior) 6mm thk. reflective bronze glass | 2 | set | 1944 | 583.2 | 2527.2 | 12 | 8 | 20 | 505.44 | 151.632 | 657.072 | 6368.544 | 3184.272
4.11.7 | W7- 1.2m x 1.4m white powder coated aluminum fixed corner window with one way reflective (exterior) 6mm thk. reflective bronze glass | 1 | set | 9072 | 2721.6 | 11793.6 | 12 | 8 | 20 | 2358.72 | 707.616 | 3066.336 | 14859.936 | 14859.936
|  | 528 11: SUB TOTAL; 528 12: 154658.322 | 154658.322
4.12 | Chairs
4.12.1 | Ergodynamic Theater Chair (Interconnected/ Sharing) including accessories and consumables | 100 | pcs | 10000 | 2000 | 12000 | 12 | 8 | 20 | 2400 | 720 | 3120 | 1512000 | 15120
|  | 528 11: SUB TOTAL; 528 12: 1512000 | 1512000
5 | Steel and Tinsmithry Works
5.1 | Trusses & Portal Beams
5.1.1 | 1 1/2" x 1 1/2" x 5.0 mm thk. Angle Bar | 405.262 | m | 139.5 | 55.8 | 195.3 | 12 | 8 | 20 | 39.06 | 11.718 | 50.778 | 99726.0624 | 246.078
5.1.2 | 1 1/4" x 1 1/4" x 3.5 mm thk. Angle Bar | 424.336 | m | 95 | 38 | 133 | 12 | 8 | 20 | 26.6 | 7.98 | 34.58 | 71110.2269 | 167.58
5.1.3 | 2" x 4" x 1.5 mm thk. G.I. C- Purlins | 822.36 | m | 121 | 48.4 | 169.4 | 12 | 8 | 20 | 33.88 | 10.164 | 44.044 | 175527.8078 | 213.444
5.1.4 | 10 mm Φ x 6 m DSB Grade 40 (Sag Rod with nuts and washer) | 128.02 | kg | 70 | 10 | 80 | 12 | 8 | 20 | 16 | 4.8 | 20.8 | 12904.416 | 100.8
5.1.5 | Epoxy Primer Paint for Steel Truss and Purlins (Including existing Steel Truss) | 1 | lot | 5000 | 2000 | 7000 | 12 | 8 | 20 | 1400 | 420 | 1820 | 8820 | 8820
5.1.6 | Consumables (Welding Rods, etc.) | 1 | lot | 5000 | 1500 | 6500 | 12 | 8 | 20 | 1300 | 390 | 1690 | 8190 | 8190
|  | 528 11: SUB TOTAL; 528 12: 376278.5132 | 376278.5132
5.2 | Roofing Materials
5.2.1 | 0.50 mm thk. Prepainted Rib Type Roofing | 696.1036 | m | 400 | 160 | 560 | 12 | 8 | 20 | 112 | 33.6 | 145.6 | 491170.68 | 705.6
5.2.2 | 0.50 mm thk. Prepainted Roof Flashing | 117.095 | m | 230 | 92 | 322 | 12 | 8 | 20 | 64.4 | 19.32 | 83.72 | 47507.7834 | 405.72
5.2.3 | 0.50 mm thk. Prepainted Sheet Gutter | 69.85 | m | 230 | 92 | 322 | 12 | 8 | 20 | 64.4 | 19.32 | 83.72 | 28339.542 | 405.72
5.2.4 | Down Spout Strainer | 22 | pc | 101 | 40.4 | 141.4 | 12 | 8 | 20 | 28.28 | 8.484 | 36.764 | 3919.608 | 178.164
5.2.5 | 10 mm thk. Aluminum Fim Laminated Foam Two Sided w/ 12.5 mm welded wire #21 | 487.2725 | m² | 120 | 48 | 168 | 12 | 8 | 20 | 33.6 | 10.08 | 43.68 | 103145.8428 | 211.68
5.2.6 | Consumable Hardwares (Tekscrew,Blind Rivets,Sealant, etc.) | 1 | lot | 3000 | 1200 | 4200 | 12 | 8 | 20 | 840 | 252 | 1092 | 5292 | 5292
|  | 528 11: SUB TOTAL; 528 12: 679375.4562 | 679375.4562
5.3 | Parapet and Gutter
5.3.1 | 4mm thk. Aluminum Composite Pannel ( Light-gray) | 56.76 | m² | 3000 | 1000 | 4000 | 12 | 8 | 20 | 800 | 240 | 1040 | 286070.4 | 5040
5.3.2 | 1 1/2" x 1 1/2" x 5.0 mm thk. Angle Bar | 30 | m | 139.5 | 55.8 | 195.3 | 12 | 8 | 20 | 39.06 | 11.718 | 50.778 | 7382.34 | 246.078
5.3.3 | 1" x 1" x 3.0 mm thk. Angle Bar | 132 | m | 70 | 28 | 98 | 12 | 8 | 20 | 19.6 | 5.88 | 25.48 | 16299.36 | 123.48
5.3.4 | 2" x 4" x 1.2 mm thk. G.I. C- Purlins | 48 | m | 110 | 44 | 154 | 12 | 8 | 20 | 30.8 | 9.24 | 40.04 | 9313.92 | 194.04
5.3.5 | 2" x 6" x 1.2 mm thk. G.I. C- Purlins | 48 | m | 125 | 50 | 175 | 12 | 8 | 20 | 35 | 10.5 | 45.5 | 10584 | 220.5
5.3.6 | 2" x 3" x 2.0mm thk. B.I Tubular | 258 | m | 180 | 72 | 252 | 12 | 8 | 20 | 50.4 | 15.12 | 65.52 | 81920.16 | 317.52
5.3.7 | 1 1/2" x 1 1/2" x 1.5mm thk. B.I Tubular | 258 | m | 90 | 36 | 126 | 12 | 8 | 20 | 25.2 | 7.56 | 32.76 | 40960.08 | 158.76
5.3.8 | Water Proofing for Concrete Gutter | 1 | lot | 3000 | 1200 | 4200 | 12 | 8 | 20 | 840 | 252 | 1092 | 5292 | 5292
5.3.9 | Epoxy Primer Paint for Steel Framing Materials | 1 | lot | 1500 | 600 | 2100 | 12 | 8 | 20 | 420 | 126 | 546 | 2646 | 2646
5.3.10 | Consumables (Welding Rods, etc.) | 1 | lot | 5000 | 2000 | 7000 | 12 | 8 | 20 | 1400 | 420 | 1820 | 8820 | 8820
|  | 528 11: SUB TOTAL; 528 12: 469288.26 | 469288.26
5.4 | Logo and Monolith
5.4.1 | 0.70m Ø Stainless Steel with TSU Logo and " TSU AMPHITHEATER " Lettering (font: calibri) - hairline stainless gauge #18, 2" build up sidings and stainless pin mounted (waterproof led strip smd module with power supply) with Led Back Light | 1 | lot | 100000 | 40000 | 140000 | 12 | 8 | 20 | 28000 | 8400 | 36400 | 176400 | 176400
5.4.2 | 4mm thk. Aluminum Composite Pannel (Teracotta and Light-gray) | 35.4 | m² | 3000 | 1000 | 4000 | 12 | 8 | 20 | 800 | 240 | 1040 | 178416 | 5040
5.4.3 | 2mm thk. Galvanized Perforated Metal Round Hole Staggered Sheet | 6.264 | m² | 2500 | 1000 | 3500 | 12 | 8 | 20 | 700 | 210 | 910 | 27624.24 | 4410
5.4.4 | 1" x 1" 3mm thk. Angle Bar | 12 | m | 75 | 30 | 105 | 12 | 8 | 20 | 21 | 6.3 | 27.3 | 1587.6 | 132.3
5.4.5 | 4" x 4" x 3mm thk. B.I Tubular | 18 | m | 450 | 135 | 585 | 12 | 8 | 20 | 117 | 35.1 | 152.1 | 13267.8 | 737.1
5.4.6 | 2" x 2" x 1.5mm thk. B.I Tubular | 12 | m | 145 | 43.5 | 188.5 | 12 | 8 | 20 | 37.7 | 11.31 | 49.01 | 2850.12 | 237.51
5.4.7 | 12mm thk. x 0.25m x 0.25m Steel Plate | 4 | pc | 681 | 204.3 | 885.3 | 12 | 8 | 20 | 177.06 | 53.118 | 230.178 | 4461.912 | 1115.478
5.4.8 | 16mm Ø x 200mm Anchor Bolts (L shaped) with Nuts and Washer | 8 | set | 401 | 120.3 | 521.3 | 12 | 8 | 20 | 104.26 | 31.278 | 135.538 | 5254.704 | 656.838
5.4.9 | 1" x 2" x 1.5 mm thk. G.I Tubular | 18 | m | 111.67 | 33.501 | 145.171 | 12 | 8 | 20 | 29.0342 | 8.7103 | 37.7445 | 3292.4783 | 182.9155
5.4.10 | Epoxy Primer Paint for Steel Framing Materials | 1 | lot | 1500 | 600 | 2100 | 12 | 8 | 20 | 420 | 126 | 546 | 2646 | 2646
5.4.11 | Consumable Hardwares (Welding Rods,Tekscrew,Blind Rivets,Sealant, etc.) | 1 | lot | 5000 | 1000 | 6000 | 12 | 8 | 20 | 1200 | 360 | 1560 | 7560 | 7560
|  | 528 11: SUB TOTAL; 528 12: 423360.8543 | 423360.8543
5.5 | Façade and Cladding
5.5.1 | 4mm thk. Aluminum Composite Pannel (Teracotta and Light-gray) | 103.037 | m² | 3000 | 1000 | 4000 | 12 | 8 | 20 | 800 | 240 | 1040 | 519306.48 | 5040
5.5.2 | 2mm thk. Galvanized Perforated Metal Round Hole Staggered Sheet | 31.9 | m² | 2500 | 1000 | 3500 | 12 | 8 | 20 | 700 | 210 | 910 | 140679 | 4410
5.5.3 | Pre-painted Plain Sheet Flashing (Light Gray) | 18.048 | m | 230 | 69 | 299 | 12 | 8 | 20 | 59.8 | 17.94 | 77.74 | 6799.4035 | 376.74
5.5.4 | 2" x 4" x 3mm thk. B.I Tubular | 12 | m | 295 | 88.5 | 383.5 | 12 | 8 | 20 | 76.7 | 23.01 | 99.71 | 5798.52 | 483.21
5.5.5 | 2" x 6" x 3mm thk. B.I Tubular | 18 | m | 405 | 121.5 | 526.5 | 12 | 8 | 20 | 105.3 | 31.59 | 136.89 | 11941.02 | 663.39
5.5.6 | 1 1/2" x 1 1/2" x 5.0 mm thk. Angle Bar | 78 | m | 139.5 | 55.8 | 195.3 | 12 | 8 | 20 | 39.06 | 11.718 | 50.778 | 19194.084 | 246.078
5.5.7 | 2" x 2" x 5.0 mm thk. Angle Bar | 36 | m | 236 | 94.4 | 330.4 | 12 | 8 | 20 | 66.08 | 19.824 | 85.904 | 14986.944 | 416.304
5.5.8 | 1" x 2" x 1.5 mm thk. G.I Tubular | 18 | m | 111.67 | 44.668 | 156.338 | 12 | 8 | 20 | 31.2676 | 9.3803 | 40.6479 | 3545.7458 | 196.9859
5.5.9 | Epoxy Primer Paint for Steel Framing Materials | 1 | lot | 1500 | 600 | 2100 | 12 | 8 | 20 | 420 | 126 | 546 | 2646 | 2646
5.5.10 | Consumable Hardwares (Welding Rods,Tekscrew,Blind Rivets,Sealant, etc.) | 1 | lot | 5000 | 2000 | 7000 | 12 | 8 | 20 | 1400 | 420 | 1820 | 8820 | 8820
|  | 528 11: SUB TOTAL; 528 12: 733717.1974 | 733717.1974
5.6 | Steel Hand Railings
5.6.1 | 2" ø x 1.2 mm thick S304 Stainless Pipe | 54.725 | m | 900 | 360 | 1260 | 12 | 8 | 20 | 252 | 75.6 | 327.6 | 86881.41 | 1587.6
5.6.2 | Consumable Hardwares | 1 | lot | 3000 | 1200 | 4200 | 12 | 8 | 20 | 840 | 252 | 1092 | 5292 | 5292
|  | 528 11: SUB TOTAL; 528 12: 92173.41 | 92173.41
5.7 | Condenser Unit Bracket
5.7.1 | 2" x 2" x 5.0 mm thk. Angle Bar | 48 | m | 236 | 94.4 | 330.4 | 12 | 8 | 20 | 66.08 | 19.824 | 85.904 | 19982.592 | 416.304
5.7.2 | Painting of Steel Angle Bar (Quick Drying Enamel- Black) including Epoxy Primer | 1 | lot | 1500 | 600 | 2100 | 12 | 8 | 20 | 420 | 126 | 546 | 2646 | 2646
5.7.3 | Consumable Hardwares (16mmØ Dynabolt, Welding Rods, etc. ) | 1 | lot | 4000 | 1600 | 5600 | 12 | 8 | 20 | 1120 | 336 | 1456 | 7056 | 7056
|  | 528 11: SUB TOTAL; 528 12: 29684.592 | 29684.592
6 | Furnishings
6.1 | Fire Extinguisher 10lbs HFC-236 FA (Green) BFP Approved with bracket | 11 | set | 8000 | 350 | 8350 | 12 | 8 | 20 | 1670 | 501 | 2171 | 115731 | 10521
6.2 | Fire Extinguisher 10lbs ABC Dry Chemical (Red) BFP Approved with bracket | 1 | set | 8000 | 350 | 8350 | 12 | 8 | 20 | 1670 | 501 | 2171 | 10521 | 10521
6.3 | 100mm x 200mm x 5mm thk. Stainless Dressing Room and Rest Room Signages (Men and Women) | 4 | set | 500 | 100 | 600 | 12 | 8 | 20 | 120 | 36 | 156 | 3024 | 756
6.4 | 210mm x 180mm x 5mm thk. high-grade aluminum alloy frame toilet signage (All Gender PWD Restroom) | 1 | set | 2000 | 100 | 2100 | 12 | 8 | 20 | 420 | 126 | 546 | 2646 | 2646
6.5 | 25mm x 40mm Fire Exit Signages (Glow in the Dark) | 2 | set | 2000 | 100 | 2100 | 12 | 8 | 20 | 420 | 126 | 546 | 5292 | 2646
6.6 | 20mm x 30mm Entrance/Exit Signages (Glow in the Dark) | 4 | set | 2000 | 100 | 2100 | 12 | 8 | 20 | 420 | 126 | 546 | 10584 | 2646
|  | 528 11: SUB TOTAL; 528 12: 147798 | 147798
7 | Landscaping Works
7.1 | 16"Ø Eugenia Ball Topiary Plants | 100 | pcs | 300 | 120 | 420 | 12 | 8 | 20 | 84 | 25.2 | 109.2 | 52920 | 529.2
7.2 | 1.2m Height Eugenia Plants | 3 | pcs | 800 | 320 | 1120 | 12 | 8 | 20 | 224 | 67.2 | 291.2 | 4233.6 | 1411.2
7.3 | Green Lawn Grass with Garden Soil | 118.118 | m² | 150 | 60 | 210 | 12 | 8 | 20 | 42 | 12.6 | 54.6 | 31254.0228 | 264.6
7.4 | Consumables (Fertilizers etc.) | 1 | lot | 5000 | 0 | 5000 | 12 | 8 | 20 | 1000 | 300 | 1300 | 6300 | 6300
|  | 528 11: SUB TOTAL; 528 12: 94707.6228 | 94707.6228
8 | Electrical Works
21.1 | Lighting System
21.1.5 | 20 Watts Recessed COB LED Square Downlight [Color: Nature White] | 48 | set | 1200 | 360 | 1560 | 12 | 8 | 20 | 312 | 93.6 | 405.6 | 94348.8 | 1965.6
21.1.5 | 12 Watts Recessed Mounted LED Panel Square Downlight [Color: Daylight] | 12 | set | 600 | 180 | 780 | 12 | 8 | 20 | 156 | 46.8 | 202.8 | 11793.6 | 982.8
21.1.5 | 12 Watts Recessed Mounted LED Panel Square Downlight [Color: Warm White] | 20 | set | 600 | 180 | 780 | 12 | 8 | 20 | 156 | 46.8 | 202.8 | 19656 | 982.8
21.1.5 | 6" E27 Cylindrical Downlight with 18W LED Bulb [Color: Warm White] | 26 | set | 350 | 105 | 455 | 12 | 8 | 20 | 91 | 27.3 | 118.3 | 14905.8 | 573.3
21.1.5 | 3 Watts Recessed LED Emergency Light [Ceiling Mounted] | 19 | set | 2000 | 600 | 2600 | 12 | 8 | 20 | 520 | 156 | 676 | 62244 | 3276
21.1.5 | 1 Meter Outdoor Neon LED Striplight with Driver and Recessed Mounted Aluminum Profile with Cover [Color: Ice Blue] | 30 | set | 800 | 240 | 1040 | 12 | 8 | 20 | 208 | 62.4 | 270.4 | 39312 | 1310.4
21.1.5 | 3 Meters Outdoor Neon LED Striplight with Driver [Color: Warm White] | 12 | set | 900 | 270 | 1170 | 12 | 8 | 20 | 234 | 70.2 | 304.2 | 17690.4 | 1474.2
21.1.5 | 10 Meters Outdoor Neon LED Striplight with Driver [Color: Warm White] | 5 | set | 3000 | 900 | 3900 | 12 | 8 | 20 | 780 | 234 | 1014 | 24570 | 4914
21.1.5 | 1 meter Track Rail with 4pcs of 10 Watts Track Lights [Color: Daylight] | 2 | set | 3000 | 900 | 3900 | 12 | 8 | 20 | 780 | 234 | 1014 | 9828 | 4914
21.2.10 | 1 Gang Switch Wide Series with LED | 11 | set | 250 | 75 | 325 | 12 | 8 | 20 | 65 | 19.5 | 84.5 | 4504.5 | 409.5
21.2.10 | 2 Gang Switch Wide Series with LED | 6 | set | 300 | 90 | 390 | 12 | 8 | 20 | 78 | 23.4 | 101.4 | 2948.4 | 491.4
21.2.10 | 3 Gang Switch Wide Series with LED | 2 | set | 350 | 105 | 455 | 12 | 8 | 20 | 91 | 27.3 | 118.3 | 1146.6 | 573.3
21.4.2 | 1/2" Ø PVC | 146 | pc | 110 | 33 | 143 | 12 | 8 | 20 | 28.6 | 8.58 | 37.18 | 26306.28 | 180.18
21.5.5 | 1/2" Ø PVC Flexible Conduit | 3 | roll | 1200 | 360 | 1560 | 12 | 8 | 20 | 312 | 93.6 | 405.6 | 5896.8 | 1965.6
21.5.5 | 1/2" Ø Mica Tube (60 meters per roll) | 2 | roll | 1450 | 435 | 1885 | 12 | 8 | 20 | 377 | 113.1 | 490.1 | 4750.2 | 2375.1
21.6.2 | 3.5 mm² Cu. THHN/THWN (STR) | 11 | box | 6100 | 1830 | 7930 | 12 | 8 | 20 | 1586 | 475.8 | 2061.8 | 109909.8 | 9991.8
21.5.1 | 2"x 4" PVC Utility Box | 30 | set | 50 | 15 | 65 | 12 | 8 | 20 | 13 | 3.9 | 16.9 | 2457 | 81.9
21.5.2 | 4" x 4" PVC Junction Box with Cover | 200 | set | 50 | 15 | 65 | 12 | 8 | 20 | 13 | 3.9 | 16.9 | 16380 | 81.9
21.5.5 | Consumables Hardwares | 1 | lot | 27000 | 8100 | 35100 | 12 | 8 | 20 | 7020 | 2106 | 9126 | 44226 | 44226
|  | 528 11: SUB TOTAL; 528 12: 512874.18 | 512874.18
21.2 | Power System
21.2.2 | Universal Duplex Convenience Outlet | 28 | set | 400 | 120 | 520 | 12 | 8 | 20 | 104 | 31.2 | 135.2 | 18345.6 | 655.2
21.4.2 | 1/2" Ø PVC | 65 | pc | 110 | 33 | 143 | 12 | 8 | 20 | 28.6 | 8.58 | 37.18 | 11711.7 | 180.18
21.6.2 | 3.5 mm² Cu. THHN/THWN (STR) | 4 | box | 6100 | 1830 | 7930 | 12 | 8 | 20 | 1586 | 475.8 | 2061.8 | 39967.2 | 9991.8
21.5.1 | 2"x 4" PVC Utility Box | 30 | set | 50 | 15 | 65 | 12 | 8 | 20 | 13 | 3.9 | 16.9 | 2457 | 81.9
21.5.5 | Consumables Hardwares | 1 | lot | 10000 | 3000 | 13000 | 12 | 8 | 20 | 2600 | 780 | 3380 | 16380 | 16380
|  | 528 11: SUB TOTAL; 528 12: 88861.5 | 88861.5
21.2 | Air-conditioning System
21.7.2 | 40AT 2P MCCB in NEMA-3R Enclosure with Mechanical Lugs | 6 | set | 3000 | 900 | 3900 | 12 | 8 | 20 | 780 | 234 | 1014 | 29484 | 4914
21.7.2 | 30AT 2P MCCB in NEMA-3R Enclosure with Mechanical Lugs | 2 | set | 3000 | 900 | 3900 | 12 | 8 | 20 | 780 | 234 | 1014 | 9828 | 4914
21.4.2 | 3/4" Ø PVC | 30 | pc | 110 | 33 | 143 | 12 | 8 | 20 | 28.6 | 8.58 | 37.18 | 5405.4 | 180.18
21.4.2 | 1/2" Ø PVC | 24 | pc | 110 | 33 | 143 | 12 | 8 | 20 | 28.6 | 8.58 | 37.18 | 4324.32 | 180.18
21.6.2 | 8.0 mm² Cu. THHN/THWN (STR) | 3 | box | 9300 | 2790 | 12090 | 12 | 8 | 20 | 2418 | 725.4 | 3143.4 | 45700.2 | 15233.4
21.6.2 | 5.5 mm² Cu. THHN/THWN (STR) | 2 | box | 9400 | 2820 | 12220 | 12 | 8 | 20 | 2444 | 733.2 | 3177.2 | 30794.4 | 15397.2
21.6.2 | 3.5 mm² Cu. THHN/THWN (STR) | 1 | box | 6100 | 1830 | 7930 | 12 | 8 | 20 | 1586 | 475.8 | 2061.8 | 9991.8 | 9991.8
21.5.5 | Consumables Hardwares | 1 | lot | 5000 | 1500 | 6500 | 12 | 8 | 20 | 1300 | 390 | 1690 | 8190 | 8190
|  | 528 11: SUB TOTAL; 528 12: 143718.12 | 143718.12
21.6 | Structured Cabling System
21.2.2 | Duplex CAT6 LAN Outlet (Wall Mounted) | 1 | set | 1000 | 300 | 1300 | 12 | 8 | 20 | 260 | 78 | 338 | 1638 | 1638
21.2.2 | Single CAT6 LAN Outlet (Ceiling Mounted) | 6 | set | 500 | 150 | 650 | 12 | 8 | 20 | 130 | 39 | 169 | 4914 | 819
21.2.10 | Gigabit Power-over-Ethernet Network Switch Hub (8-Port) | 1 | set | 5000 | 1500 | 6500 | 0 | 8 | 8 | 520 | 351 | 871 | 7371 | 7371
21.4.2 | 3/4" Ø PVC | 20 | pc | 110 | 33 | 143 | 12 | 8 | 20 | 28.6 | 8.58 | 37.18 | 3603.6 | 180.18
21.6.3 | CAT6 UTP Cable | 180 | m | 30 | 9 | 39 | 12 | 8 | 20 | 7.8 | 2.34 | 10.14 | 8845.2 | 49.14
21.5.1 | 2"x 4" PVC Utility Box | 10 | set | 50 | 15 | 65 | 12 | 8 | 20 | 13 | 3.9 | 16.9 | 819 | 81.9
21.5.1 | 5" x 5" PVC Square Box with Cover | 5 | set | 60 | 18 | 78 | 12 | 8 | 20 | 15.6 | 4.68 | 20.28 | 491.4 | 98.28
21.5.5 | Consumables Hardwares | 1 | lot | 5000 | 1500 | 6500 | 12 | 8 | 20 | 1300 | 390 | 1690 | 8190 | 8190
|  | 528 11: SUB TOTAL; 528 12: 35872.2 | 35872.2
21.6 | Speaker System
21.4.2 | 1" Ø PVC | 6 | pc | 110 | 33 | 143 | 12 | 8 | 20 | 28.6 | 8.58 | 37.18 | 1081.08 | 180.18
21.4.2 | 3/4" Ø PVC | 15 | pc | 110 | 33 | 143 | 12 | 8 | 20 | 28.6 | 8.58 | 37.18 | 2702.7 | 180.18
21.5.1 | Blank Cover Plate for Utility Box | 15 | set | 50 | 15 | 65 | 12 | 8 | 20 | 13 | 3.9 | 16.9 | 1228.5 | 81.9
21.5.1 | 2"x 4" PVC Utility Box | 15 | set | 50 | 15 | 65 | 12 | 8 | 20 | 13 | 3.9 | 16.9 | 1228.5 | 81.9
21.5.5 | Consumables Hardwares | 1 | lot | 5000 | 1500 | 6500 | 12 | 8 | 20 | 1300 | 390 | 1690 | 8190 | 8190
|  | 528 11: SUB TOTAL; 528 12: 14430.78 | 14430.78
21.6 | Closed-Circuit Television System
21.6.2 | CCTV Camera | 10 | set | 5000 | 1500 | 6500 | 0 | 8 | 8 | 520 | 351 | 871 | 73710 | 7371
21.2.10 | Gigabit Power-over-Ethernet Network Switch Hub (8-Port) | 2 | set | 5000 | 1500 | 6500 | 0 | 8 | 8 | 520 | 351 | 871 | 14742 | 7371
21.6.2 | Network Video Recorder with 4 TB Hard disk [16 Channel] | 1 | set | 25000 | 7500 | 32500 | 0 | 8 | 8 | 2600 | 1755 | 4355 | 36855 | 36855
21.5.5 | 60" LED Smart Television | 1 | set | 60000 | 18000 | 78000 | 0 | 8 | 8 | 6240 | 4212 | 10452 | 88452 | 88452
21.5.5 | 6U Data Cabinet with Power Distribution Unit, Tray, Exhaust Fans and complete accessories | 1 | set | 6000 | 1800 | 7800 | 12 | 8 | 20 | 1560 | 468 | 2028 | 9828 | 9828
21.4.2 | 1/2" Ø PVC | 22 | pc | 110 | 33 | 143 | 12 | 8 | 20 | 28.6 | 8.58 | 37.18 | 3963.96 | 180.18
21.6.3 | CAT6 UTP Cable | 180 | m | 30 | 9 | 39 | 12 | 8 | 20 | 7.8 | 2.34 | 10.14 | 8845.2 | 49.14
21.5.1 | 2"x 4" PVC Utility Box | 10 | set | 50 | 15 | 65 | 12 | 8 | 20 | 13 | 3.9 | 16.9 | 819 | 81.9
21.5.2 | 4" x 4" PVC Junction Box with Cover | 10 | set | 50 | 15 | 65 | 12 | 8 | 20 | 13 | 3.9 | 16.9 | 819 | 81.9
21.5.1 | 5" x 5" PVC Square Box with Cover | 3 | set | 60 | 18 | 78 | 12 | 8 | 20 | 15.6 | 4.68 | 20.28 | 294.84 | 98.28
21.5.5 | Consumables Hardwares | 1 | lot | 10000 | 3000 | 13000 | 12 | 8 | 20 | 2600 | 780 | 3380 | 16380 | 16380
|  | 528 11: SUB TOTAL; 528 12: 254709 | 254709
21.6 | Fire Detection and Alarm System
21.6.2 | 4 -Zone Conventional Fire Alarm Control Panel | 1 | set | 20000 | 6000 | 26000 | 12 | 8 | 20 | 5200 | 1560 | 6760 | 32760 | 32760
21.6.2 | Conventional Smoke Detector | 18 | set | 1600 | 480 | 2080 | 12 | 8 | 20 | 416 | 124.8 | 540.8 | 47174.4 | 2620.8
21.5.5 | Conventional Resettable Manual Pull Station | 5 | set | 800 | 240 | 1040 | 12 | 8 | 20 | 208 | 62.4 | 270.4 | 6552 | 1310.4
21.5.5 | Conventional 6" Fire Alarm Bell | 5 | set | 1200 | 360 | 1560 | 12 | 8 | 20 | 312 | 93.6 | 405.6 | 9828 | 1965.6
21.5.5 | Red Flash Light | 5 | set | 800 | 240 | 1040 | 12 | 8 | 20 | 208 | 62.4 | 270.4 | 6552 | 1310.4
21.4.2 | 1.25 mm² TF Wire (STR & Twisted Two-conductor) | 1 | box | 5000 | 1500 | 6500 | 12 | 8 | 20 | 1300 | 390 | 1690 | 8190 | 8190
21.4.2 | 1/2" Ø PVC | 48 | pc | 110 | 33 | 143 | 12 | 8 | 20 | 28.6 | 8.58 | 37.18 | 8648.64 | 180.18
21.5.1 | 2"x 4" PVC Utility Box | 5 | set | 50 | 15 | 65 | 12 | 8 | 20 | 13 | 3.9 | 16.9 | 409.5 | 81.9
21.5.2 | 4" x 4" PVC Junction Box with Cover | 30 | set | 50 | 15 | 65 | 12 | 8 | 20 | 13 | 3.9 | 16.9 | 2457 | 81.9
21.5.5 | Consumables Hardwares | 1 | lot | 5000 | 1000 | 6000 | 12 | 8 | 20 | 1200 | 360 | 1560 | 7560 | 7560
|  | 528 11: SUB TOTAL; 528 12: 130131.54 | 130131.54
21.4 | Panel Board
21.7.1 | Warehouse MDP (Bolt-on) Main: 150AT 2P MCCB Branch: 6-40AT 2P MCB, 2-30AT 2P MCB, 8-20AT 2P MCB Space: 2 With Busbars and Terminal Lugs Nema-1 Enclosure | 1 | set | 30000 | 9000 | 39000 | 12 | 8 | 20 | 7800 | 2340 | 10140 | 49140 | 49140
21.7.2 | 500mm x 300mm Nema-1 Auxiliary Gutter | 1 | set | 2000 | 600 | 2600 | 12 | 8 | 20 | 520 | 156 | 676 | 3276 | 3276
|  | 528 11: SUB TOTAL; 528 12: 52416 | 52416
21.4 | Main Feeder Line System
21.6.2 | 60 mm² Cu. THHN/THWN (STR) | 80 | m | 710 | 213 | 923 | 12 | 8 | 20 | 184.6 | 55.38 | 239.98 | 93038.4 | 1162.98
21.6.2 | 22 mm² Cu. THHN/THWN (STR) | 5 | m | 250 | 75 | 325 | 12 | 8 | 20 | 65 | 19.5 | 84.5 | 2047.5 | 409.5
21.4.2 | 2" Ø RSC | 1 | pc | 2650 | 795 | 3445 | 12 | 8 | 20 | 689 | 206.7 | 895.7 | 4340.7 | 4340.7
21.4.2 | 2" Ø PVC | 12 | pc | 440 | 134.6665 | 574.6665 | 12 | 8 | 20 | 114.9333 | 34.48 | 149.4133 | 8688.96 | 724.08
21.4.2 | 1" Ø PVC | 12 | pc | 170 | 51 | 221 | 12 | 8 | 20 | 44.2 | 13.26 | 57.46 | 3341.52 | 278.46
21.5.1 | Electrical Service Entrace Concrete Pedestal | 1 | lot | 25000 | 7500 | 32500 | 12 | 8 | 20 | 6500 | 1950 | 8450 | 40950 | 40950
21.5.1 | Concrete Encasement | 1 | lot | 15000 | 4500 | 19500 | 12 | 8 | 20 | 3900 | 1170 | 5070 | 24570 | 24570
21.5.1 | Excavation and backfilling | 1 | lot | 5000 | 1500 | 6500 | 12 | 8 | 20 | 1300 | 390 | 1690 | 8190 | 8190
21.4.2 | 2" Ø Service Entrance Cap | 1 | pc | 500 | 150 | 650 | 12 | 8 | 20 | 130 | 39 | 169 | 819 | 819
21.4.2 | 1" Ø Service Entrance Cap | 1 | pc | 300 | 90 | 390 | 12 | 8 | 20 | 78 | 23.4 | 101.4 | 491.4 | 491.4
21.5.1 | Three-Spool Secondary Rack | 1 | set | 800 | 240 | 1040 | 12 | 8 | 20 | 208 | 62.4 | 270.4 | 1310.4 | 1310.4
21.5.5 | Ground Rod with solderless connector | 1 | set | 3000 | 900 | 3900 | 12 | 8 | 20 | 780 | 234 | 1014 | 4914 | 4914
21.5.1 | 5" x 5" PVC Square Box with Cover | 2 | set | 60 | 18 | 78 | 12 | 8 | 20 | 15.6 | 4.68 | 20.28 | 196.56 | 98.28
21.5.5 | Consumables Hardwares | 1 | lot | 5000 | 1500 | 6500 | 12 | 8 | 20 | 1300 | 390 | 1690 | 8190 | 8190
|  | 528 11: SUB TOTAL; 528 12: 201088.44 | 201088.44
21.5 | Exhaust Fan
21.5.5 | 10" Ceiling Mounted Exhaust Fan | 5 | set | 2000 | 600 | 2600 | 12 | 8 | 20 | 520 | 156 | 676 | 16380 | 3276
|  | 528 11: SUB TOTAL; 528 12: 16380 | 16380
9 | Plumbing Works
9.1 | Sanitary Pipes and Fittings
9.1.1 | 100 mm Ø S1000 PVC Pipe | 36 | m | 200 | 60 | 260 | 12 | 8 | 20 | 52 | 15.6 | 67.6 | 11793.6 | 327.6
9.1.2 | 50 mm Ø S1000 PVC Pipe | 45 | m | 120 | 36 | 156 | 12 | 8 | 20 | 31.2 | 9.36 | 40.56 | 8845.2 | 196.56
9.1.3 | 100 mm Ø PVC Cleanout with Cover | 6 | pc | 200 | 60 | 260 | 12 | 8 | 20 | 52 | 15.6 | 67.6 | 1965.6 | 327.6
9.1.4 | 50 mm Ø PVC Cleanout with Cover | 1 | pc | 200 | 60 | 260 | 12 | 8 | 20 | 52 | 15.6 | 67.6 | 327.6 | 327.6
9.1.5 | 100 mm x 100 mm Wye PVC | 10 | pc | 135 | 40.5 | 175.5 | 12 | 8 | 20 | 35.1 | 10.53 | 45.63 | 2211.3 | 221.13
9.1.6 | 100 mm x 50 mm Wye PVC | 11 | pc | 135 | 40.5 | 175.5 | 12 | 8 | 20 | 35.1 | 10.53 | 45.63 | 2432.43 | 221.13
9.1.7 | 50 mm x 50 mm Wye PVC | 5 | pc | 125 | 37.5 | 162.5 | 12 | 8 | 20 | 32.5 | 9.75 | 42.25 | 1023.75 | 204.75
9.1.8 | 100 mm 1/8 Bend PVC | 11 | pc | 105 | 31.5 | 136.5 | 12 | 8 | 20 | 27.3 | 8.19 | 35.49 | 1891.89 | 171.99
9.1.9 | 100 mm Elbow PVC | 5 | pc | 100 | 30 | 130 | 12 | 8 | 20 | 26 | 7.8 | 33.8 | 819 | 163.8
9.1.10 | 50 mm 1/8 Bend PVC | 10 | pc | 50 | 15 | 65 | 12 | 8 | 20 | 13 | 3.9 | 16.9 | 819 | 81.9
9.1.11 | 50 mm Elbow PVC | 13 | pc | 30 | 9 | 39 | 12 | 8 | 20 | 7.8 | 2.34 | 10.14 | 638.82 | 49.14
9.1.12 | 50 mm P-trap | 10 | pc | 85 | 25.5 | 110.5 | 12 | 8 | 20 | 22.1 | 6.63 | 28.73 | 1392.3 | 139.23
9.1.13 | Consumable Hardware and Assorted Fittings (elbow, tee, reducer, cap, coupling, etc.) | 1 | lot | 7500 | 1875 | 9375 | 12 | 8 | 20 | 1875 | 562.5 | 2437.5 | 11812.5 | 11812.5
|  | 528 11: SUB TOTAL; 528 12: 45972.99 | 45972.99
9.2 | Stormdrain Pipes and Fittings
9.2.1 | 100 mm Ø S1000 PVC Pipe | 258 | m | 200 | 60 | 260 | 12 | 8 | 20 | 52 | 15.6 | 67.6 | 84520.8 | 327.6
9.2.2 | 75 mm Ø S1000 PVC Pipe | 21 | m | 200 | 60 | 260 | 12 | 8 | 20 | 52 | 15.6 | 67.6 | 6879.6 | 327.6
9.2.3 | 100 mm Elbow PVC | 59 | pc | 50 | 15 | 65 | 12 | 8 | 20 | 13 | 3.9 | 16.9 | 4832.1 | 81.9
9.2.4 | 75 mm Elbow PVC | 9 | pc | 45 | 13.5 | 58.5 | 12 | 8 | 20 | 11.7 | 3.51 | 15.21 | 663.39 | 73.71
9.2.5 | 100 mm Tee PVC | 2 | pc | 95 | 28.5 | 123.5 | 12 | 8 | 20 | 24.7 | 7.41 | 32.11 | 311.22 | 155.61
9.2.6 | Consumable Hardware and Assorted Fittings (elbow, tee, reducer, cap, coupling, etc.) | 1 | lot | 5000 | 1250 | 6250 | 12 | 8 | 20 | 1250 | 375 | 1625 | 7875 | 7875
|  | 528 11: SUB TOTAL; 528 12: 105082.11 | 105082.11
9.3 | Cold Water Supply System
9.3.1 | 32 mm Ø PPR Pipe PN16 | 10 | m | 300 | 100 | 400 | 12 | 8 | 20 | 80 | 24 | 104 | 5040 | 504
9.3.2 | 40 mm Ø PPR Pipe PN16 | 50 | m | 650 | 300 | 950 | 12 | 8 | 20 | 190 | 57 | 247 | 59850 | 1197
9.3.3 | 32 mm Ø Heavy Duty Brass Body Check Valve | 1 | set | 1000 | 400 | 1400 | 12 | 8 | 20 | 280 | 84 | 364 | 1764 | 1764
9.3.4 | 38 mm Ø Heavy Duty Brass Body Check Valve | 2 | set | 1500 | 600 | 2100 | 12 | 8 | 20 | 420 | 126 | 546 | 5292 | 2646
9.3.5 | 32 mm Ø Heavy Duty Brass Body Gate Valve | 1 | set | 4000 | 1600 | 5600 | 12 | 8 | 20 | 1120 | 336 | 1456 | 7056 | 7056
9.3.6 | 38 mm Ø Heavy Duty Brass Body Gate Valve | 2 | set | 10000 | 4000 | 14000 | 12 | 8 | 20 | 2800 | 840 | 3640 | 35280 | 17640
9.3.7 | 4"Ø Main Pipe with 40mmØ Split Pipe Saddle Clamp | 1 | set | 350 | 140 | 490 | 12 | 8 | 20 | 98 | 29.4 | 127.4 | 617.4 | 617.4
9.3.8 | 38mmØ High Denisty Polyethylene Pipe | 6 | m | 200 | 80 | 280 | 12 | 8 | 20 | 56 | 16.8 | 72.8 | 2116.8 | 352.8
9.3.9 | Heavy Duty 1"Ø Water Meter | 1 | set | 5500 | 550 | 6050 | 12 | 8 | 20 | 1210 | 363 | 1573 | 7623 | 7623
9.3.10 | Consumable Hardware and Fittings (elbow, tee, reducer, cap, coupling,reducer etc.) | 1 | lot | 10000 | 2000 | 12000 | 12 | 8 | 20 | 2400 | 720 | 3120 | 15120 | 15120
|  | 528 11: SUB TOTAL; 528 12: 139759.2 | 139759.2
9.4 | Septic Tanks
9.4.1 | Excavation | 17.82 | m³ | 0 | 150 | 150 | 12 | 8 | 20 | 30 | 9 | 39 | 3367.98 | 189
9.4.2 | Concreting, 3000 psi | 2.808 | m³ | 4000 | 1000 | 5000 | 12 | 8 | 20 | 1000 | 300 | 1300 | 17690.4 | 6300
9.4.3 | 4" Concrete Hollowblocks | 592 | pc | 15 | 4.5 | 19.5 | 12 | 8 | 20 | 3.9 | 1.17 | 5.07 | 14545.44 | 24.57
9.4.4 | Reinforcement
9.4.5 | 10 mm Φ x 6 m DSB Grade 40 | 588.72 | kg | 80 | 10 | 90 | 12 | 8 | 20 | 18 | 5.4 | 23.4 | 66760.848 | 113.4
9.4.6 | #16 GI Tie Wire | 4.17 | kg | 100 | 10 | 110 | 12 | 8 | 20 | 22 | 6.6 | 28.6 | 577.962 | 138.6
9.4.7 | 150 mm Ø S1000 PVC Pipe | 1 1: 9; lot 2: m
9.4.8 | 100 mm Ø S1000 PVC Pipe | 6 | m | 200 | 60 | 260 | 12 | 8 | 20 | 52 | 15.6 | 67.6 | 1965.6 | 327.6
9.4.9 | 100 mm Ø PVC Cleanout with Cover | 6 | pc | 200 | 60 | 260 | 12 | 8 | 20 | 52 | 15.6 | 67.6 | 1965.6 | 327.6
9.4.10 | 100 mm x 100 mm Wye PVC | 2 | pc | 135 | 40.5 | 175.5 | 12 | 8 | 20 | 35.1 | 10.53 | 45.63 | 442.26 | 221.13
9.4.11 | Consumable Hardware and Assorted Fittings (elbow, tee, reducer, cap, coupling, etc.) | 1 | lot | 11900 | 2975 | 14875 | 12 | 8 | 20 | 2975 | 892.5 | 3867.5 | 18742.5 | 18742.5
|  | 528 11: SUB TOTAL; 528 12: 126058.59 | 126058.59
9.5 | Plumbing Fixtures
9.5.1 | 1.28m length x 0.60m width x ¾” thk. Black Blue Emerald solid granite Countertop including 0.20 m front siding | 1 | set | 19500 | 4000 | 23500 | 12 | 8 | 20 | 4700 | 1410 | 6110 | 29610 | 29610
9.5.2 | 0.95 m length x 0.60 m width x ¾” thk. Black Blue Emerald solid granite Countertop including at 0.20 m front siding | 1 | set | 18000 | 4000 | 22000 | 12 | 8 | 20 | 4400 | 1320 | 5720 | 27720 | 27720
9.5.3 | Wash Basin: Wall Hang Type with Short Pedestal (L 585mm x W 425mm x H 500mm HCG ALEA LF70S) with manual shutoff faucet handlebar type chrome finish and complete accessories (valve, p-trap, etc.) | 2 | set | 5000 | 1000 | 6000 | 12 | 8 | 20 | 1200 | 360 | 1560 | 15120 | 7560
9.5.4 | 590mm x 365mm x 130mm Rectangular Vessel Basin with manual shutoff faucet handlebar type chrome finish and complete accessories (valve, p-trap, etc.) | 2 | set | 5000 | 1000 | 6000 | 12 | 8 | 20 | 1200 | 360 | 1560 | 15120 | 7560
9.5.5 | Water Closet Dual Flush, push button type w/ heavy duty s304 stainless Bidet Faucet and complete accessories– 4/6 liters standard or equal water closet pan and cistern complete with heavy duty soft closing seat and cover (water saving) | 6 | set | 8500 | 2000 | 10500 | 12 | 8 | 20 | 2100 | 630 | 2730 | 79380 | 13230
9.5.6 | Wall Hung Urinal- (H 680mm x W 240mm x L 340mm) Top Inlet Urinal (Wall Mount Water Sensor) water saving w/ button type flush valve 0.8Gpf manual automatic shutoff and complete accessories (valve, etc.) | 2 | set | 5000 | 1500 | 6500 | 12 | 8 | 20 | 1300 | 390 | 1690 | 16380 | 8190
9.5.7 | 6" x 6" Stainless Floor Drain | 5 | pc | 300 | 75 | 375 | 12 | 8 | 20 | 75 | 22.5 | 97.5 | 2362.5 | 472.5
9.5.8 | 1.0m x 0.60 m x 6.0 mm Beveled Edge Lead Free Mirror with 6mm ∅ S304 Stainless Mirror Holder | 5 | set | 2000 | 300 | 2300 | 12 | 8 | 20 | 460 | 138 | 598 | 14490 | 2898
9.5.9 | 18.75 mm Ø Brass Body Hosebibb with Thread | 2 | set | 500 | 125 | 625 | 12 | 8 | 20 | 125 | 37.5 | 162.5 | 1575 | 787.5
9.5.10 | Heavy Duty Stainless S304 Tissue Holder | 6 | set | 1500 | 375 | 1875 | 12 | 8 | 20 | 375 | 112.5 | 487.5 | 14175 | 2362.5
9.5.11 | 32mm Ø S304 Stainless Steel PWD Grab Bar for PWD Toilet | 1 | set | 2500 | 625 | 3125 | 12 | 8 | 20 | 625 | 187.5 | 812.5 | 3937.5 | 3937.5
9.5.12 | Consumable Hardwares and Accessories | 1 | lot | 3000 | 125 | 3125 | 12 | 8 | 20 | 625 | 187.5 | 812.5 | 3937.5 | 3937.5
|  | 528 11: SUB TOTAL; 528 12: 223807.5 | 223807.5
TOTAL AMOUNT IN FIGURES |  | 1 1: 13459310.662 | 13459310.662
TOTAL AMOUNT IN WORDS |  | 1 1: THIRTEEN MILLION FOUR HUNDRED FIFTY-NINE THOUSAND THREE HUNDRED TEN PESOS AND SIXTY-SIX CENTAVOS ONLY
Prepared by:
ENGR. ALEXANDER JHON S. TABAQUERO |  | 1 1: ENGR. ROVINSON F. FRIAS
Civil Engineer |  | 1 1: Electrical Engineer
Checked by: |  | 1 1: Certified by:
AR. ARLEN M. GUIEB |  | 1 1: AR. CHERRY L. FABIANES
Planning Head, FDMO |  | 1 1: Director, FDMO
Recommending Approval: |  | 1 1: Funds Available:
DR. GRACE N. ROSETE |  | 1 1: MR. JOHN ERWIN C. PANLILIO
VP, Administration and Finance |  | 1 1: Chief Finance Officer
Approved:
DR. ARNOLD E. VELASCO
President
Republic of the Philippines
Tarlac State University
Facilities Development and Management Office
Planning and Monitoring Unit
Romulo Boulevard, San Vicnete, Tarlac City
Tel. No. (045) 982-1624; (045) 606-8160
Project: REFURBISHMENT OF AMPHITHEATER
Location: Lucinda Extension Campus, Tarlac State University
Duration: 180 Calendar Days
APPROVED BUDGET FOR THE CONTRACT

## BLANK BOQ (hidden)
[Bidder's Letterhead]
[Date]
To: Tarlac State University
Re: Invitation to Bid No.
BILL OF QUANTITIES
Item No. | Work Description | Materials |  | Work Item |  | Direct Cost | Indirect Cost | Total Direct & Indirect Cost | Value Added Tax | Total Cost | Cost per Unit of Work Item
|  | Quantity | Unit | Quantity | Unit | Materials, Labor, and Equipment | Overhead, Contingrncies, Miscellaneous, & Profit
(1) | (2) |  |  | (3) | (4) | (5) | (6) | (7) | (8) | (9) | (10)
1 | General Requirements
1.1 | Mobilization & Demobilization |  |  | (3): 1; (4): lot
1.2 | Construction Occupational Safety & Health (New Normal) |  |  | (3): 1; (4): lot
1.3 | Temporary Facilities, Billboard and Barricade |  |  | (3): 1; (4): lot
Sub-Total
2 | Demolition, Hauling, Disposal and Repair Works
2.1 | Demoliton/Removal of Existing Affected Structure (Trees, CHB walls, concrete slabs, steel pipes, electrical & plumbing wires, pipes & fixtures, tiles & floor finishes, ceiling boards, roof, c-purlins, door & jamb, window, scraping of old paint and all other affected areas, etc.) |  |  | (3): 1; (4): lot
2.2 | Hauling and Disposal of Debris and Scrap Materials from affected areas |  |  | (3): 1; (4): lot
2.3 | Repair of Existing Walls, Concrete Gutter and all affected/damaged areas |  |  | (3): 1; (4): lot
2.4 | Pest Control |  |  | (3): 1; (4): lot
Sub-Total
3 | Structural Works
3.1 | Column Footing |  |  | (3): 5.7; (4): m³
3.2 | Wall Footing |  |  | (3): 4.4; (4): m³
3.3 | Grade Beam and Tie Beam |  |  | (3): 5.56; (4): m³
3.4 | Slab on Grade, Zocalo, Ramp, Plantbox and Stairs |  |  | (3): 31.47; (4): m³
3.5 | Column |  |  | (3): 11.4114; (4): m³
3.6 | Roof Beam |  |  | (3): 4.433; (4): m³
3.7 | Logo Monolith Structural |  |  | (3): 2.4387; (4): m³
Sub-Total
4 | Architectural Works
4.1 | Masonry |  |  | (3): 1; (4): lot
4.1.1 | 4" CHB Wall (including mortar and 10 mm steel reinforcement every three CHB layer and 0.60 m horizontal spacing) | 858.957 | m²
4.1.2 | 5" CHB Wall (including mortar and 10 mm steel reinforcement every three CHB layer and 0.60 m horizontal spacing) | 21.9725 | m²
Sub-Total
4.2 | Plastering |  |  | (3): 1; (4): lot
4.2.1 | Smooth Cement Plastering Exterior Wall, Interior Wall, Beams, Columns etc. | 1761.859 | m²
Sub-Total
4.3 | Ceiling |  |  | (3): 1; (4): lot
4.3.1 | 12mm thk. Perforated Gypsum Board on Framing System with complete accessories (Flat Latex Paint Finish) | 85.635 | m²
4.3.3 | 4.5mm thk. Fiber Cement Board on Framing System with complete accessories (Flat Lattex Paint Finish) | 25.85 | m² | [8 empty] | 6
4.3.4 | 2.95m x 0.25m x 8mm thk. PVC Ceiling Panel on Framing System with complete accessories (Wood Texture Finish) | 27.61 | m²
4.3.5 | 2.95m x 0.25m x 8mm thk. PVC Ceiling Panel on Framing System with complete accessories (Light Gray Wood Finish) | 30.525 | m²
4.3.6 | 0.5mm thk. Pre-Painted Wood Texture Spandrel including framing, air ventilation holes and mouldings with complete accessories | 64.176 | m²
Sub-Total
4.4 | Painting |  |  | (3): 1; (4): lot
4.4.1 | Off-White Semi-Gloss Latex Paint Finish (surface preparation, primer and at least 2 top coats) | 1513.66 | m²
4.4.2 | Dark Grey Semi-Gloss Latex Paint Finish (surface preparation, primer and at least 2 top coats) | 115.478 | m²
4.4.3 | Maroon Semi-Gloss Latex Paint Finish (surface preparation, primer and at least 2 top coats) | 8 | m²
4.4.4 | Flat Latex Paint Finish on Ceiling (surface preparation, primer and at least 2 top coats) | 281.523 | m²
Sub-Total
4.5 | Floor Tiles |  |  | (3): 1; (4): lot
4.5.1 | 200mm x 1200mm Glazed Ceramic Floor Tiles including adhesive, grout and topping | 84.59 | m²
4.5.2 | 200mm x 1200mm x 3mm thk. Vinyl Tile including adhesive | 186.648 | m²
4.5.3 | 600mm x 600mm Non-skid Ceramic Tiles including adhesive, grout and topping | 34.012 | m²
Sub-Total
4.6 | Wall Tiles |  |  | (3): 1; (4): lot
4.6.1 | 300mm x 600mm Decorative Border Wall Tiles including adhesive, grout and topping | 7.755 | m²
4.6.2 | 300mm x 600mm White Ceramic Wall Tiles including adhesive, grout and topping | 38.775 | m²
4.6.3 | Araal Slate Decorative Stone including adhesive, grout and topping | 61.3668 | m²
Sub-Total
4.7 | Acoustic Wall |  |  | (3): 1; (4): lot
4.7.1 | Polyester Pannel on 3/4" Marine Plywood Covered with Acoustic Foam and Polyester Fiber Acoustic Sheet | 101.288 | m²
4.7.2 | Consumable Hardwares | 1 | lot
Sub-Total
4.8 | Cubicle Laminated Partition |  |  | (3): 1; (4): lot
4.8.1 | Compact Laminated Cubicle Partition w/ door. Wall shall be Phenolic anti-bacterial waterproof toilet partition 12 mm w/ back-to-back hpl color including hinges, lock indicator, KF-A 106 bottom support, doorknob & coat hook and using stainless accessories, aluminum headrail, U-channel & door stopper w/ rubber seal. | 4 | set
4.8.2 | Consumable Hardwares | 1 | lot
Sub-Total
4.9 | Stairs and Ramp Finish |  |  | (3): 1; (4): lot
4.9.1 | Black Rubber Stair Nosing including consumables | 141 | m
4.9.2 | #10 Pebble Washout including Groove for Ramp | 31.8791 | m²
Sub-Total
4.1 | Doors |  |  | (3): 1; (4): lot
4.10.1 | D1- 12mm thk. tempered glass with frosted decals double panel swing frameless double glass door with closer and s304 stainless h-type door handle and complete accessories | 1 | set
4.10.2 | D2- 12mm thk. tempered glass with frosted decals double panel swing frameless double glass door with transom window, closer and s304 stainless h-type door handle and complete accessories | 2 | set
4.10.3 | D3- single swing mahogany wooden solid panel door & jamb knob: heavy duty lever type bolt: single cylinder stainless steel deadbolt | 1 | set
4.10.4 | D4- single swing tanguile wooden solid panel door & jamb knob: heavy duty lever type bolt: single cylinder stainless steel deadbolt | 4 | set
4.10.5 | D5- single swing tanguile wooden semi-solid panel door & jamb with louvers knob: heavy duty lever type | 4 | set
4.10.6 | D6- 3/4" thk. marine plywood with s4s wood edging cubicle door including metal jamb with stainless steel flush mounted hinges and toilet door stainless steel security bolt lock plug hardware | 5 | set
4.10.7 | D7- single swing tanguile wooden solid panel door & jamb covered with acoustic foam & polyester fiber acoustic on interior face (jib door type) knob: heavy duty lever type | 1 | set
4.10.8 | D8- single swing tanguile wooden semi-solid panel door & jamb with louvers & kick plate knob: s304 h-type door handle | 1 | set
Sub-Total
4.11 | Windows |  |  | (3): 1; (4): lot
4.11.1 | W1- 2m x 1m white powder coated aluminum fixed window with one way reflective (exterior) 12mm thk. tempered reflective bronze glass | 2 | set
4.11.2 | W2- 0.8m x 1.5m white powder coated aluminum awning window with one way reflective (exterior) 6mm thk. reflective bronze glass | 1 | set
4.11.3 | W3- 1.2m x 1.8m white powder coated aluminum awning window with one way reflective (exterior) 6mm thk. reflective bronze glass | 2 | set
4.11.4 | W4- 0.55m x 1.5m white powder coated aluminum awning window with one way reflective (exterior) 6mm thk. reflective bronze glass | 5 | set
4.11.5 | W5- 0.6m x 1.2m white powder coated aluminum awning window with one way reflective (exterior) 6mm thk. reflective bronze glass | 2 | set
4.11.6 | W6- 0.6m x 0.6m white powder coated aluminum awning window with one way reflective (exterior) 6mm thk. reflective bronze glass | 2 | set
4.11.7 | W7- 1.2m x 1.4m white powder coated aluminum fixed corner window with one way reflective (exterior) 6mm thk. reflective bronze glass | 1 | set
Sub-Total
4.12. | Chairs |  |  | (3): 1; (4): lot
4.12.1 | Ergodynamic Theater Chair (Interconnected/ Sharing) including accessories and consumables | 100 | pcs
Sub-Total
5 | Steel and Tinsmithry Works
5.1 | Trusses & Portal Beams |  |  | (3): 1; (4): lot
5.1.1 | 1 1/2" x 1 1/2" x 5.0 mm thk. Angle Bar | 405.262 | m
5.1.2 | 1 1/4" x 1 1/4" x 3.5 mm thk. Angle Bar | 424.336 | m
5.1.3 | 2" x 4" x 1.5 mm thk. G.I. C- Purlins | 822.36 | m
5.1.4 | 10 mm Φ x 6 m DSB Grade 40 (Sag Rod with nuts and washer) | 128.02 | kg
5.1.5 | Epoxy Primer Paint for Steel Truss and Purlins (repaint of existing Steel Truss are included) | 1 | lot
5.1.6 | Consumables (Welding Rods, etc.) | 1 | lot
Sub-Total
5.2 | Roofing Materials |  |  | (3): 1; (4): lot
5.2.1 | 0.50 mm thk. Prepainted Rib Type Roofing | 696.1036 | m
5.2.2 | 0.50 mm thk. Prepainted Roof Flashing | 117.095 | m
5.2.3 | 0.50 mm thk. Prepainted Sheet Gutter | 69.85 | m
5.2.4 | Down Spout Strainer | 22 | pc
5.2.5 | 10 mm thk. Aluminum Fim Laminated Foam Two Sided w/ 12.5 mm welded wire #21 | 487.2725 | m²
5.2.6 | Consumable Hardwares (Tekscrew,Blind Rivets,Sealant, etc.) | 1 | lot
Sub-Total
5.3 | Parapet and Gutter |  |  | (3): 1; (4): lot
5.3.1 | 4mm thk. Aluminum Composite Pannel ( Light-gray) | 56.76 | m²
5.3.2 | 1 1/2" x 1 1/2" x 5.0 mm thk. Angle Bar | 30 | m
5.3.3 | 1" x 1" x 3.0 mm thk. Angle Bar | 132 | m
5.3.4 | 2" x 4" x 1.2 mm thk. G.I. C- Purlins | 48 | m
5.3.5 | 2" x 6" x 1.2 mm thk. G.I. C- Purlins | 48 | m
5.3.6 | 2" x 3" x 2.0mm thk. B.I Tubular | 258 | m
5.3.7 | 1 1/2" x 1 1/2" x 1.5mm thk. B.I Tubular | 258 | m
5.3.8 | Water Proofing for Concrete Gutter | 1 | lot
5.3.9 | Epoxy Primer Paint for Steel Framing Materials | 1 | lot
5.3.10 | Consumables (Welding Rods, etc.) | 1 | lot
Sub-Total
5.4 | Logo and Monolith |  |  | (3): 1; (4): lot
5.4.1 | 0.70m Ø Stainless Steel with TSU Logo and " TSU AMPHITHEATER " Lettering (font: calibri) - hairline stainless gauge #18, 2" build up sidings and stainless pin mounted (waterproof led strip smd module with power supply) with Led Back Light | 1 | lot
5.4.2 | 4mm thk. Aluminum Composite Pannel (Teracotta and Light-gray) | 35.4 | m²
5.4.3 | 2mm thk. Galvanized Perforated Metal Round Hole Staggered Sheet | 6.264 | m²
5.4.4 | 1" x 1" 3mm thk. Angle Bar | 12 | m
5.4.5 | 4" x 4" x 3mm thk. B.I Tubular | 18 | m
5.4.6 | 2" x 2" x 1.5mm thk. B.I Tubular | 12 | m
5.4.7 | 12mm thk. x 0.25m x 0.25m Steel Plate | 4 | pc
5.4.8 | 16mm Ø x 200mm Anchor Bolts (L shaped) with Nuts and Washer | 8 | set
5.4.9 | 1" x 2" x 1.5 mm thk. G.I Tubular | 18 | m
5.4.10 | Epoxy Primer Paint for Steel Framing Materials | 1 | lot
5.4.11 | Consumable Hardwares (Welding Rods,Tekscrew,Blind Rivets,Sealant, etc.) | 1 | lot
Sub-Total
5.5 | Façade and Cladding |  |  | (3): 1; (4): lot
5.5.1 | 4mm thk. Aluminum Composite Pannel (Teracotta and Light-gray) | 103.037 | m²
5.5.2 | 2mm thk. Galvanized Perforated Metal Round Hole Staggered Sheet | 31.9 | m²
5.5.3 | Pre-painted Plain Sheet Flashing (Light Gray) | 18.048 | m
5.5.4 | 2" x 4" x 3mm thk. B.I Tubular | 12 | m
5.5.5 | 2" x 6" x 3mm thk. B.I Tubular | 18 | m
5.5.6 | 1 1/2" x 1 1/2" x 5.0 mm thk. Angle Bar | 78 | m
5.5.7 | 2" x 2" x 5.0 mm thk. Angle Bar | 36 | m
5.5.8 | 1" x 2" x 1.5 mm thk. G.I Tubular | 18 | m
5.5.9 | Epoxy Primer Paint for Steel Framing Materials | 1 | lot
5.5.10 | Consumable Hardwares (Welding Rods,Tekscrew,Blind Rivets,Sealant, etc.) | 1 | lot
Sub-Total
5.6 | Steel Hand Railings |  |  | (3): 1; (4): lot
5.6.1 | 2" ø x 1.2 mm thick S304 Stainless Pipe | 54.725 | m
5.6.2 | Consumable Hardwares | 1 | lot
Sub-Total
5.7 | Condenser Unit Bracket |  |  | (3): 1; (4): lot
5.7.1 | 2" x 2" x 6.0 mm thk. Angle Bar | 48 | m
5.7.2 | Painting of Steel Angle Bar (Quick Drying Enamel- Black) including Epoxy Primer | 1 | lot
5.7.3 | Consumable Hardwares (16mmØ Dynabolt, Welding Rods, etc. ) | 1 | lot
Sub-Total
6 | Furnishings
6.1 | Fire Extinguisher 10lbs HFC-236 FA (Green) BFP Approved with bracket | 11 | set
6.2 | Fire Extinguisher 10lbs ABC Dry Chemical (Red) BFP Approved with bracket | 1 | set
6.3 | 100mm x 200mm x 5mm thk. Stainless Dressing Room and Rest Room Signages (Men and Women) | 4 | set
6.4 | 210mm x 180mm x 5mm thk. high-grade aluminum alloy frame toilet signage (All Gender PWD Restroom) | 1 | set
6.5 | 25mm x 40mm Fire Exit Signages (Glow in the Dark) | 2 | set
6.6 | 20mm x 30mm Entrance/Exit Signages (Glow in the Dark) | 4 | set
Sub-Total
7 | Landscaping Works
7.1 | 16"Ø Eugenia Ball Topiary Plants | 100 | pcs
7.2 | 1.2m Height Eugenia Plants | 3 | pcs
7.3 | Green Lawn Grass with Garden Soil | 118.118 | m²
7.4 | Consumables (Fertilizers etc.) | 1 | lot
Sub-Total
8 | Electrical Works
8.1 | Lighting Fixtures |  |  | (3): 1; (4): lot
8.1.1 | 20 Watts Recessed COB LED Square Downlight [Color: Nature White] | 48 | set
8.1.2 | 12 Watts Recessed Mounted LED Panel Square Downlight [Color: Daylight] | 12 | set
8.1.3 | 12 Watts Recessed Mounted LED Panel Square Downlight [Color: Warm White] | 20 | set
8.1.4 | 6" E27 Cylindrical Downlight with 18W LED Bulb [Color: Warm White] | 26 | set
8.1.5 | 3 Watts Recessed LED Emergency Light [Ceiling Mounted] | 19 | set
8.1.6 | 1 Meter Outdoor Neon LED Striplight with Driver and Recessed Mounted Aluminum Profile with Cover [Color: Ice Blue] | 30 | set
8.1.7 | 3 Meters Outdoor LED Striplight with Driver [Color: Daylight] | 12 | set
8.1.8 | 10 Meters Outdoor LED Striplight with Driver [Color: Daylight] | 5 | set
8.1.9 | 1 meter Track Rail with 4pcs of 10 Watts Track Lights [Color: Daylight] | 2 | set
Sub-Total
8.2 | Wiring Devices |  |  | (3): 1; (4): lot
8.2.1 | Universal Duplex Convenience Outlet | 28 | set
8.2.2 | 1 Gang Switch Wide Series with LED | 11 | set
8.2.3 | 2 Gang Switch Wide Series with LED | 6 | set
8.2.4 | 3 Gang Switch Wide Series with LED | 2 | set
Sub-Total
8.3 | Panelboard and Circuit Breaker |  |  | (3): 1; (4): lot
8.3.1 | Warehouse MDP (Bolt-on) Main: 150AT 2P MCCB Branch: 6-40AT 2P MCB, 2-30AT 2P MCB, 8-20AT 2P MCB Space: 2 With Busbars and Terminal Lugs Nema-1 Enclosure | 1 | set
8.3.2 | 40AT 2P MCCB in NEMA-3R Enclosure with Mechanical Lugs | 6 | set
8.3.3 | 30AT 2P MCCB in NEMA-3R Enclosure with Mechanical Lugs | 2 | set
8.3.4 | 500mm x 300mm Nema-1 Auxiliary Gutter | 1 | set
Sub-Total
8.4 | Fire Detection and Alarm System |  |  | (3): 1; (4): lot
8.4.1 | 4 -Zone Conventional Fire Alarm Control Panel | 1 | set
8.4.2 | Conventional Smoke Detector | 18 | set
8.4.3 | Conventional Resettable Manual Pull Station | 5 | set
8.4.4 | Conventional 6" Fire Alarm Bell | 5 | set
8.4.5 | Red Flash Light | 5 | set
Sub-Total
8.5 | Auxiliary |  |  | (3): 1; (4): lot
8.5.1 | CCTV Camera | 10 | set
8.5.2 | Network Video Recorder with 4 TB Hard disk [16 Channel] | 1 | set
8.5.3 | Power over Ethernet Switch [8-Port] | 3 | set
8.5.4 | 60" LED Smart Television | 1 | set
8.5.5 | 6U Data Cabinet with Power Distribution Unit and complete accessories | 1 | set
8.5.6 | CCTV System accessories | 1 | lot
Sub-Total
8.6 | Conduits |  |  | (3): 1; (4): lot
8.6.1 | 2" Ø RSC | 1 | pc
8.6.2 | 2" Ø PVC | 12 | pc
8.6.3 | 1" Ø PVC | 14 | pc
8.6.4 | 3/4" Ø PVC | 32 | pc
8.6.5 | 1/2" Ø PVC | 305 | pc
8.6.6 | 2" Ø PVC Long Elbow | 3 | pc
8.6.7 | 1/2" Ø PVC Flexible Conduit | 3 | roll
8.6.8 | 1/2" Ø Mica Tube (60 meters per roll) | 2 | roll
Sub-Total
8.7 | Wires and Cables |  |  | (3): 1; (4): lot
8.7.1 | 60 mm² Cu. THHN/THWN (STR) | 80 | m
8.7.2 | 22 mm² Cu. THHN/THWN (STR) | 5 | m
8.7.3 | 8.0 mm² Cu. THHN/THWN (STR) | 3 | box
8.7.4 | 5.5 mm² Cu. THHN/THWN (STR) | 2 | box
8.7.5 | 3.5 mm² Cu. THHN/THWN (STR) | 16 | box
8.7.6 | 1.25 mm² TF Wire (STR & Twisted Two-conductor) | 1 | box
8.7.7 | CAT6 UTP Cable | 1 | box
Sub-Total
8.8 | Miscellaneous |  |  | (3): 1; (4): lot
8.8.1 | Electrical Service Entrace Concrete Pedestal | 1 | lot
8.8.2 | Concrete Encasement | 1 | lot
8.8.3 | Excavation and backfilling | 1 | lot
8.8.4 | 2" Ø Service Entrance Cap | 1 | pc
8.8.5 | 1" Ø Service Entrance Cap | 1 | pc
8.8.6 | Three-Spool Secondary Rack | 1 | set
8.8.7 | 2"x 4" PVC Utility Box | 100 | set
8.8.8 | 4" x 4" PVC Junction Box | 200 | set
8.8.9 | Ground Rod with solderless connector | 1 | set
8.8.10 | 10" Ceiling Mounted Exhaust Fan | 5 | set
8.8.11 | Consumables Hardwares | 1 | lot
Sub-Total
9 | Plumbing Works
9.1 | Sanitary Pipes and Fittings |  |  | (3): 1; (4): lot
9.1.1 | 100 mm Ø S1000 PVC Pipe | 36 | m
9.1.2 | 50 mm Ø S1000 PVC Pipe | 45 | m
9.1.3 | 100 mm Ø PVC Cleanout with Cover | 6 | pc
9.1.4 | 50 mm Ø PVC Cleanout with Cover | 1 | pc
9.1.5 | 100 mm x 100 mm Wye PVC | 10 | pc
9.1.6 | 100 mm x 50 mm Wye PVC | 11 | pc
9.1.7 | 50 mm x 50 mm Wye PVC | 5 | pc
9.1.8 | 100 mm 1/8 Bend PVC | 11 | pc
9.1.9 | 100 mm Elbow PVC | 5 | pc
9.1.10 | 50 mm 1/8 Bend PVC | 10 | pc
9.1.11 | 50 mm Elbow PVC | 13 | pc
9.1.12 | 50 mm P-trap | 10 | pc
9.1.13 | Consumable Hardware and Assorted Fittings (elbow, tee, reducer, cap, coupling, etc.) | 1 | lot
Sub-Total
9.2 | Stormdrain Pipes and Fittings |  |  | (3): 1; (4): lot
9.2.1 | 100 mm Ø S1000 PVC Pipe | 258 | m
9.2.2 | 75 mm Ø S1000 PVC Pipe | 21 | m
9.2.3 | 100 mm Elbow PVC | 59 | pc
9.2.4 | 75 mm Elbow PVC | 9 | pc
9.2.5 | 100 mm Tee PVC | 2 | pc
9.2.6 | Consumable Hardware and Assorted Fittings (elbow, tee, reducer, cap, coupling, etc.) | 1 | lot
Sub-Total
9.3 | Cold Water Supply System |  |  | (3): 1; (4): lot
9.3.1 | 32 mm Ø PPR Pipe PN16 | 10 | m
9.3.2 | 40 mm Ø PPR Pipe PN16 | 50 | m
9.3.3 | 32 mm Ø Heavy Duty Brass Body Check Valve | 1 | set
9.3.4 | 38 mm Ø Heavy Duty Brass Body Check Valve | 2 | set
9.3.5 | 32 mm Ø Heavy Duty Brass Body Gate Valve | 1 | set
9.3.6 | 38 mm Ø Heavy Duty Brass Body Gate Valve | 2 | set
9.3.7 | 4"Ø Main Pipe with 40mmØ Split Pipe Saddle Clamp | 1 | set
9.3.8 | 38mmØ High Denisty Polyethylene Pipe | 6 | m
9.3.9 | Heavy Duty 1"Ø Water Meter | 1 | set
9.3.10 | Consumable Hardware and Fittings (elbow, tee, reducer, cap, coupling,reducer etc.) | 1 | lot
Sub-Total
9.4 | Septic Tanks and Catchbasins |  |  | (3): 1; (4): lot
9.4.1 | Excavation | 17.82 | m³
9.4.2 | Concreting, 3000 psi | 2.808 | m³
9.4.3 | 4" Concrete Hollowblocks | 592 | pc
9.4.4 | Reinforcement
9.4.5 | 10 mm Φ x 6 m DSB Grade 40 | 588.72 | kg
9.4.6 | #16 GI Tie Wire | 4.17 | kg
9.4.7 | 150 mm Ø S1000 PVC Pipe | 9 | m
9.4.8 | 100 mm Ø S1000 PVC Pipe | 6 | m
9.4.9 | 100 mm Ø PVC Cleanout with Cover | 6 | pc
9.4.10 | 100 mm x 100 mm Wye PVC | 2 | pc
9.4.11 | Consumable Hardware and Assorted Fittings (elbow, tee, reducer, cap, coupling, etc.) | 1 | lot
Sub-Total
9.5 | Plumbing Fixtures |  |  | (3): 1; (4): lot
9.5.1 | 1.28m length x 0.60m width x ¾” thk. Black Blue Emerald solid granite Countertop including 0.20 m front siding | 1 | set
9.5.2 | 0.95 m length x 0.60 m width x ¾” thk. Black Blue Emerald solid granite Countertop including at 0.20 m front siding | 1 | set
9.5.3 | Wash Basin: Wall Hang Type with Short Pedestal (L 585mm x W 425mm x H 500mm HCG ALEA LF70S) with manual shutoff faucet handlebar type chrome finish and complete accessories (valve, p-trap, etc.) | 2 | set
9.5.4 | 590mm x 365mm x 130mm Rectangular Vessel Basin with manual shutoff faucet handlebar type chrome finish and complete accessories (valve, p-trap, etc.) | 2 | set
9.5.5 | Water Closet Dual Flush, push button type w/ heavy duty s304 stainless Bidet Faucet and complete accessories– 4/6 liters standard or equal water closet pan and cistern complete with heavy duty soft closing seat and cover (water saving) | 6 | set
9.5.6 | Wall Hung Urinal- (H 680mm x W 240mm x L 340mm) Top Inlet Urinal (Wall Mount Water Sensor) water saving w/ button type flush valve 0.8Gpf manual automatic shutoff and complete accessories (valve, etc.) | 2 | set
9.5.7 | 6" x 6" Stainless Floor Drain | 5 | pc
9.5.8 | 1.0m x 0.60 m x 6.0 mm Beveled Edge Lead Free Mirror with 6mm ∅ S304 Stainless Mirror Holder | 5 | set
9.5.9 | 18.75 mm Ø Brass Body Hosebibb with Thread | 2 | set
9.5.10 | Heavy Duty Stainless S304 Tissue Holder | 6 | set
9.5.11 | 32mm Ø S304 Stainless Steel PWD Grab Bar for PWD Toilet | 1 | set
9.5.12 | Consumable Hardwares and Accessories | 1 | lot
Sub-Total
| Total Bid Price | [In Words] |  | (9): [In Figures]
[Signature]
[Name of Authorized Signatory]
[Position/Title]

## 7.7.
[Bidder's Letterhead]
[Date]
Name of Contract/Project: Refurbishment of Amphitheater
Location: Villa Lucinda Extension Campus, Tarlac State University
Detailed Unit Price Analysis
|  | Qty. | Unit | Unit Price | Total Price
7 | Furnishings
7.7 | Ergodynamic Theater Chair (Interconnected/ Sharing) including accessories and consumables | 100 | set
A. | Materials
Item No. | Description | Qty. | Unit | Unit Cost | Total Cost
1
2
3
4
5
6
7
8
9
10
(a) Total Cost of Materials
B. | Labor
Item No. | Job Type | Man-Days |  | Wage Rate | Total Cost
1
2
3
4
5
(b) Total Cost of Labor
C. | Equipment Utilization
Item No. | Equipment Utilized | Utilization Period |  | Utilization Rate | Total Cost
1
2
3
4
5
(c) Total Cost for Equipment Utilization
(d) Total Direct Costs = (a) + (b) + (c)
(e) Indirect Costs: OCM and Profit
(f) Total Direct and Indirect Costs = (d) + (e)
(g) Value Added Tax
(h) Total Price
[Signature]
[Name of Authorized Representative]
[Title/Position]

## 7.6.
[Bidder's Letterhead]
[Date]
Name of Contract/Project: Refurbishment of Amphitheater
Location: Villa Lucinda Extension Campus, Tarlac State University
Detailed Unit Price Analysis
|  | Qty. | Unit | Unit Price | Total Price
7 | Furnishings
7.6 | 200 mm x 300 mm Entrance/Exit Signages (Glow in the Dark) | 4 | set
A. | Materials
Item No. | Description | Qty. | Unit | Unit Cost | Total Cost
1
2
3
4
5
6
7
8
9
10
(a) Total Cost of Materials
B. | Labor
Item No. | Job Type | Man-Days |  | Wage Rate | Total Cost
1
2
3
4
5
(b) Total Cost of Labor
C. | Equipment Utilization
Item No. | Equipment Utilized | Utilization Period |  | Utilization Rate | Total Cost
1
2
3
4
5
(c) Total Cost for Equipment Utilization
(d) Total Direct Costs = (a) + (b) + (c)
(e) Indirect Costs: OCM and Profit
(f) Total Direct and Indirect Costs = (d) + (e)
(g) Value Added Tax
(h) Total Price
[Signature]
[Name of Authorized Representative]
[Title/Position]

## 7.5.
[Bidder's Letterhead]
[Date]
Name of Contract/Project: Refurbishment of Amphitheater
Location: Villa Lucinda Extension Campus, Tarlac State University
Detailed Unit Price Analysis
|  | Qty. | Unit | Unit Price | Total Price
7 | Furnishings
7.5 | 250 mm x 400 mm Fire Exit Signages (Glow in the Dark) | 2 | set
A. | Materials
Item No. | Description | Qty. | Unit | Unit Cost | Total Cost
1
2
3
4
5
6
7
8
9
10
(a) Total Cost of Materials
B. | Labor
Item No. | Job Type | Man-Days |  | Wage Rate | Total Cost
1
2
3
4
5
(b) Total Cost of Labor
C. | Equipment Utilization
Item No. | Equipment Utilized | Utilization Period |  | Utilization Rate | Total Cost
1
2
3
4
5
(c) Total Cost for Equipment Utilization
(d) Total Direct Costs = (a) + (b) + (c)
(e) Indirect Costs: OCM and Profit
(f) Total Direct and Indirect Costs = (d) + (e)
(g) Value Added Tax
(h) Total Price
[Signature]
[Name of Authorized Representative]
[Title/Position]

## 7.4.
[Bidder's Letterhead]
[Date]
Name of Contract/Project: Refurbishment of Amphitheater
Location: Villa Lucinda Extension Campus, Tarlac State University
Detailed Unit Price Analysis
|  | Qty. | Unit | Unit Price | Total Price
7 | Furnishings
7.4 | 210 mm x 180 mm x 5 mm thick high-grade aluminum alloy frame toilet signage (All Gender PWD Restroom) | 1 | set
A. | Materials
Item No. | Description | Qty. | Unit | Unit Cost | Total Cost
1
2
3
4
5
6
7
8
9
10
(a) Total Cost of Materials
B. | Labor
Item No. | Job Type | Man-Days |  | Wage Rate | Total Cost
1
2
3
4
5
(b) Total Cost of Labor
C. | Equipment Utilization
Item No. | Equipment Utilized | Utilization Period |  | Utilization Rate | Total Cost
1
2
3
4
5
(c) Total Cost for Equipment Utilization
(d) Total Direct Costs = (a) + (b) + (c)
(e) Indirect Costs: OCM and Profit
(f) Total Direct and Indirect Costs = (d) + (e)
(g) Value Added Tax
(h) Total Price
[Signature]
[Name of Authorized Representative]
[Title/Position]

## 7.3.
[Bidder's Letterhead]
[Date]
Name of Contract/Project: Refurbishment of Amphitheater
Location: Villa Lucinda Extension Campus, Tarlac State University
Detailed Unit Price Analysis
|  | Qty. | Unit | Unit Price | Total Price
7 | Furnishings
7.3 | 100 mm x 200 mm x 5 mm thick Stainless Dressing Room and Rest Room Signages (Men and Women) | 4 | set
A. | Materials
Item No. | Description | Qty. | Unit | Unit Cost | Total Cost
1
2
3
4
5
6
7
8
9
10
(a) Total Cost of Materials
B. | Labor
Item No. | Job Type | Man-Days |  | Wage Rate | Total Cost
1
2
3
4
5
(b) Total Cost of Labor
C. | Equipment Utilization
Item No. | Equipment Utilized | Utilization Period |  | Utilization Rate | Total Cost
1
2
3
4
5
(c) Total Cost for Equipment Utilization
(d) Total Direct Costs = (a) + (b) + (c)
(e) Indirect Costs: OCM and Profit
(f) Total Direct and Indirect Costs = (d) + (e)
(g) Value Added Tax
(h) Total Price
[Signature]
[Name of Authorized Representative]
[Title/Position]

## 7.2.
[Bidder's Letterhead]
[Date]
Name of Contract/Project: Refurbishment of Amphitheater
Location: Villa Lucinda Extension Campus, Tarlac State University
Detailed Unit Price Analysis
|  | Qty. | Unit | Unit Price | Total Price
7 | Furnishings
7.2 | Heavy Duty Stainless S304 Tissue Holder | 1 | pc
A. | Materials
Item No. | Description | Qty. | Unit | Unit Cost | Total Cost
1
2
3
4
5
6
7
8
9
10
(a) Total Cost of Materials
B. | Labor
Item No. | Job Type | Man-Days |  | Wage Rate | Total Cost
1
2
3
4
5
(b) Total Cost of Labor
C. | Equipment Utilization
Item No. | Equipment Utilized | Utilization Period |  | Utilization Rate | Total Cost
1
2
3
4
5
(c) Total Cost for Equipment Utilization
(d) Total Direct Costs = (a) + (b) + (c)
(e) Indirect Costs: OCM and Profit
(f) Total Direct and Indirect Costs = (d) + (e)
(g) Value Added Tax
(h) Total Price
[Signature]
[Name of Authorized Representative]
[Title/Position]

## 7.1.
[Bidder's Letterhead]
[Date]
Name of Contract/Project: Refurbishment of Amphitheater
Location: Villa Lucinda Extension Campus, Tarlac State University
Detailed Unit Price Analysis
|  | Qty. | Unit | Unit Price | Total Price
7 | Furnishings
7.1 | 1.0 m x 0.60 m x 6.0 mm Beveled Edge Lead Free Mirror | 4 | set
A. | Materials
Item No. | Description | Qty. | Unit | Unit Cost | Total Cost
1
2
3
4
5
6
7
8
9
10
(a) Total Cost of Materials
B. | Labor
Item No. | Job Type | Man-Days |  | Wage Rate | Total Cost
1
2
3
4
5
(b) Total Cost of Labor
C. | Equipment Utilization
Item No. | Equipment Utilized | Utilization Period |  | Utilization Rate | Total Cost
1
2
3
4
5
(c) Total Cost for Equipment Utilization
(d) Total Direct Costs = (a) + (b) + (c)
(e) Indirect Costs: OCM and Profit
(f) Total Direct and Indirect Costs = (d) + (e)
(g) Value Added Tax
(h) Total Price
[Signature]
[Name of Authorized Representative]
[Title/Position]

## 6.5.
[Bidder's Letterhead]
[Date]
Name of Contract/Project: Refurbishment of Amphitheater
Location: Villa Lucinda Extension Campus, Tarlac State University
Detailed Unit Price Analysis
|  | Qty. | Unit | Unit Price | Total Price
6 | Plumbing Works
6.5 | Plumbing Fixtures | 1 | lot
A. | Materials
Item No. | Description | Qty. | Unit | Unit Cost | Total Cost
1
2
3
4
5
6
7
8
9
10
(a) Total Cost of Materials
B. | Labor
Item No. | Job Type | Man-Days |  | Wage Rate | Total Cost
1
2
3
4
5
(b) Total Cost of Labor
C. | Equipment Utilization
Item No. | Equipment Utilized | Utilization Period |  | Utilization Rate | Total Cost
1
2
3
4
5
(c) Total Cost for Equipment Utilization
(d) Total Direct Costs = (a) + (b) + (c)
(e) Indirect Costs: OCM and Profit
(f) Total Direct and Indirect Costs = (d) + (e)
(g) Value Added Tax
(h) Total Price
[Signature]
[Name of Authorized Representative]
[Title/Position]

## 6.4.
[Bidder's Letterhead]
[Date]
Name of Contract/Project: Refurbishment of Amphitheater
Location: Villa Lucinda Extension Campus, Tarlac State University
Detailed Unit Price Analysis
|  | Qty. | Unit | Unit Price | Total Price
6 | Plumbing Works
6.4 | Septic Tanks | 1 | lot
A. | Materials
Item No. | Description | Qty. | Unit | Unit Cost | Total Cost
1
2
3
4
5
6
7
8
9
10
(a) Total Cost of Materials
B. | Labor
Item No. | Job Type | Man-Days |  | Wage Rate | Total Cost
1
2
3
4
5
(b) Total Cost of Labor
C. | Equipment Utilization
Item No. | Equipment Utilized | Utilization Period |  | Utilization Rate | Total Cost
1
2
3
4
5
(c) Total Cost for Equipment Utilization
(d) Total Direct Costs = (a) + (b) + (c)
(e) Indirect Costs: OCM and Profit
(f) Total Direct and Indirect Costs = (d) + (e)
(g) Value Added Tax
(h) Total Price
[Signature]
[Name of Authorized Representative]
[Title/Position]

## 6.3.
[Bidder's Letterhead]
[Date]
Name of Contract/Project: Refurbishment of Amphitheater
Location: Villa Lucinda Extension Campus, Tarlac State University
Detailed Unit Price Analysis
|  | Qty. | Unit | Unit Price | Total Price
6 | Plumbing Works
6.3 | Water Distribution Supply System | 1 | lot
A. | Materials
Item No. | Description | Qty. | Unit | Unit Cost | Total Cost
1
2
3
4
5
6
7
8
9
10
(a) Total Cost of Materials
B. | Labor
Item No. | Job Type | Man-Days |  | Wage Rate | Total Cost
1
2
3
4
5
(b) Total Cost of Labor
C. | Equipment Utilization
Item No. | Equipment Utilized | Utilization Period |  | Utilization Rate | Total Cost
1
2
3
4
5
(c) Total Cost for Equipment Utilization
(d) Total Direct Costs = (a) + (b) + (c)
(e) Indirect Costs: OCM and Profit
(f) Total Direct and Indirect Costs = (d) + (e)
(g) Value Added Tax
(h) Total Price
[Signature]
[Name of Authorized Representative]
[Title/Position]

## 6.2.
[Bidder's Letterhead]
[Date]
Name of Contract/Project: Refurbishment of Amphitheater
Location: Villa Lucinda Extension Campus, Tarlac State University
Detailed Unit Price Analysis
|  | Qty. | Unit | Unit Price | Total Price
6 | Plumbing Works
6.2 | Stormdrain and Indirect Waste Pipes System | 1 | lot
A. | Materials
Item No. | Description | Qty. | Unit | Unit Cost | Total Cost
1
2
3
4
5
6
7
8
9
10
(a) Total Cost of Materials
B. | Labor
Item No. | Job Type | Man-Days |  | Wage Rate | Total Cost
1
2
3
4
5
(b) Total Cost of Labor
C. | Equipment Utilization
Item No. | Equipment Utilized | Utilization Period |  | Utilization Rate | Total Cost
1
2
3
4
5
(c) Total Cost for Equipment Utilization
(d) Total Direct Costs = (a) + (b) + (c)
(e) Indirect Costs: OCM and Profit
(f) Total Direct and Indirect Costs = (d) + (e)
(g) Value Added Tax
(h) Total Price
[Signature]
[Name of Authorized Representative]
[Title/Position]

## 6.1.
[Bidder's Letterhead]
[Date]
Name of Contract/Project: Refurbishment of Amphitheater
Location: Villa Lucinda Extension Campus, Tarlac State University
Detailed Unit Price Analysis
|  | Qty. | Unit | Unit Price | Total Price
6 | Plumbing Works
6.1 | Sanitary Pipes System | 1 | lot
A. | Materials
Item No. | Description | Qty. | Unit | Unit Cost | Total Cost
1
2
3
4
5
6
7
8
9
10
(a) Total Cost of Materials
B. | Labor
Item No. | Job Type | Man-Days |  | Wage Rate | Total Cost
1
2
3
4
5
(b) Total Cost of Labor
C. | Equipment Utilization
Item No. | Equipment Utilized | Utilization Period |  | Utilization Rate | Total Cost
1
2
3
4
5
(c) Total Cost for Equipment Utilization
(d) Total Direct Costs = (a) + (b) + (c)
(e) Indirect Costs: OCM and Profit
(f) Total Direct and Indirect Costs = (d) + (e)
(g) Value Added Tax
(h) Total Price
[Signature]
[Name of Authorized Representative]
[Title/Position]

## 5.10.
[Bidder's Letterhead]
[Date]
Name of Contract/Project: Refurbishment of Amphitheater
Location: Villa Lucinda Extension Campus, Tarlac State University
Detailed Unit Price Analysis
|  | Qty. | Unit | Unit Price | Total Price
5 | Electrical Works
5.10. | Exhaust Fan, 10", Ceiling Mounted | 1 | lot
A. | Materials
Item No. | Description | Qty. | Unit | Unit Cost | Total Cost
1
2
3
4
5
6
7
8
9
10
(a) Total Cost of Materials
B. | Labor
Item No. | Job Type | Man-Days |  | Wage Rate | Total Cost
1
2
3
4
5
(b) Total Cost of Labor
C. | Equipment Utilization
Item No. | Equipment Utilized | Utilization Period |  | Utilization Rate | Total Cost
1
2
3
4
5
(c) Total Cost for Equipment Utilization
(d) Total Direct Costs = (a) + (b) + (c)
(e) Indirect Costs: OCM and Profit
(f) Total Direct and Indirect Costs = (d) + (e)
(g) Value Added Tax
(h) Total Price
[Signature]
[Name of Authorized Representative]
[Title/Position]

## 5.9.
[Bidder's Letterhead]
[Date]
Name of Contract/Project: Refurbishment of Amphitheater
Location: Villa Lucinda Extension Campus, Tarlac State University
Detailed Unit Price Analysis
|  | Qty. | Unit | Unit Price | Total Price
5 | Electrical Works
5.9 | Main Feeder Line System | 1 | lot
A. | Materials
Item No. | Description | Qty. | Unit | Unit Cost | Total Cost
1
2
3
4
5
6
7
8
9
10
(a) Total Cost of Materials
B. | Labor
Item No. | Job Type | Man-Days |  | Wage Rate | Total Cost
1
2
3
4
5
(b) Total Cost of Labor
C. | Equipment Utilization
Item No. | Equipment Utilized | Utilization Period |  | Utilization Rate | Total Cost
1
2
3
4
5
(c) Total Cost for Equipment Utilization
(d) Total Direct Costs = (a) + (b) + (c)
(e) Indirect Costs: OCM and Profit
(f) Total Direct and Indirect Costs = (d) + (e)
(g) Value Added Tax
(h) Total Price
[Signature]
[Name of Authorized Representative]
[Title/Position]

## 5.8.
[Bidder's Letterhead]
[Date]
Name of Contract/Project: Refurbishment of Amphitheater
Location: Villa Lucinda Extension Campus, Tarlac State University
Detailed Unit Price Analysis
|  | Qty. | Unit | Unit Price | Total Price
5 | Electrical Works
5.8 | Panel Board | 1 | lot
A. | Materials
Item No. | Description | Qty. | Unit | Unit Cost | Total Cost
1
2
3
4
5
6
7
8
9
10
(a) Total Cost of Materials
B. | Labor
Item No. | Job Type | Man-Days |  | Wage Rate | Total Cost
1
2
3
4
5
(b) Total Cost of Labor
C. | Equipment Utilization
Item No. | Equipment Utilized | Utilization Period |  | Utilization Rate | Total Cost
1
2
3
4
5
(c) Total Cost for Equipment Utilization
(d) Total Direct Costs = (a) + (b) + (c)
(e) Indirect Costs: OCM and Profit
(f) Total Direct and Indirect Costs = (d) + (e)
(g) Value Added Tax
(h) Total Price
[Signature]
[Name of Authorized Representative]
[Title/Position]

## 5.7.
[Bidder's Letterhead]
[Date]
Name of Contract/Project: Refurbishment of Amphitheater
Location: Villa Lucinda Extension Campus, Tarlac State University
Detailed Unit Price Analysis
|  | Qty. | Unit | Unit Price | Total Price
5 | Electrical Works
5.7 | Fire Detection and Alarm System | 1 | lot
A. | Materials
Item No. | Description | Qty. | Unit | Unit Cost | Total Cost
1
2
3
4
5
6
7
8
9
10
(a) Total Cost of Materials
B. | Labor
Item No. | Job Type | Man-Days |  | Wage Rate | Total Cost
1
2
3
4
5
(b) Total Cost of Labor
C. | Equipment Utilization
Item No. | Equipment Utilized | Utilization Period |  | Utilization Rate | Total Cost
1
2
3
4
5
(c) Total Cost for Equipment Utilization
(d) Total Direct Costs = (a) + (b) + (c)
(e) Indirect Costs: OCM and Profit
(f) Total Direct and Indirect Costs = (d) + (e)
(g) Value Added Tax
(h) Total Price
[Signature]
[Name of Authorized Representative]
[Title/Position]

## 5.6.
[Bidder's Letterhead]
[Date]
Name of Contract/Project: Refurbishment of Amphitheater
Location: Villa Lucinda Extension Campus, Tarlac State University
Detailed Unit Price Analysis
|  | Qty. | Unit | Unit Price | Total Price
5 | Electrical Works
5.6 | Closed-Circuit Television System | 1 | lot
A. | Materials
Item No. | Description | Qty. | Unit | Unit Cost | Total Cost
1
2
3
4
5
6
7
8
9
10
(a) Total Cost of Materials
B. | Labor
Item No. | Job Type | Man-Days |  | Wage Rate | Total Cost
1
2
3
4
5
(b) Total Cost of Labor
C. | Equipment Utilization
Item No. | Equipment Utilized | Utilization Period |  | Utilization Rate | Total Cost
1
2
3
4
5
(c) Total Cost for Equipment Utilization
(d) Total Direct Costs = (a) + (b) + (c)
(e) Indirect Costs: OCM and Profit
(f) Total Direct and Indirect Costs = (d) + (e)
(g) Value Added Tax
(h) Total Price
[Signature]
[Name of Authorized Representative]
[Title/Position]

## 5.5.
[Bidder's Letterhead]
[Date]
Name of Contract/Project: Refurbishment of Amphitheater
Location: Villa Lucinda Extension Campus, Tarlac State University
Detailed Unit Price Analysis
|  | Qty. | Unit | Unit Price | Total Price
5 | Electrical Works
5.5 | Speaker System | 1 | lot
A. | Materials
Item No. | Description | Qty. | Unit | Unit Cost | Total Cost
1
2
3
4
5
6
7
8
9
10
(a) Total Cost of Materials
B. | Labor
Item No. | Job Type | Man-Days |  | Wage Rate | Total Cost
1
2
3
4
5
(b) Total Cost of Labor
C. | Equipment Utilization
Item No. | Equipment Utilized | Utilization Period |  | Utilization Rate | Total Cost
1
2
3
4
5
(c) Total Cost for Equipment Utilization
(d) Total Direct Costs = (a) + (b) + (c)
(e) Indirect Costs: OCM and Profit
(f) Total Direct and Indirect Costs = (d) + (e)
(g) Value Added Tax
(h) Total Price
[Signature]
[Name of Authorized Representative]
[Title/Position]

## 5.4.
[Bidder's Letterhead]
[Date]
Name of Contract/Project: Refurbishment of Amphitheater
Location: Villa Lucinda Extension Campus, Tarlac State University
Detailed Unit Price Analysis
|  | Qty. | Unit | Unit Price | Total Price
5 | Electrical Works
5.4 | Structured Cabling System | 1 | lot
A. | Materials
Item No. | Description | Qty. | Unit | Unit Cost | Total Cost
1
2
3
4
5
6
7
8
9
10
(a) Total Cost of Materials
B. | Labor
Item No. | Job Type | Man-Days |  | Wage Rate | Total Cost
1
2
3
4
5
(b) Total Cost of Labor
C. | Equipment Utilization
Item No. | Equipment Utilized | Utilization Period |  | Utilization Rate | Total Cost
1
2
3
4
5
(c) Total Cost for Equipment Utilization
(d) Total Direct Costs = (a) + (b) + (c)
(e) Indirect Costs: OCM and Profit
(f) Total Direct and Indirect Costs = (d) + (e)
(g) Value Added Tax
(h) Total Price
[Signature]
[Name of Authorized Representative]
[Title/Position]

## 5.3.
[Bidder's Letterhead]
[Date]
Name of Contract/Project: Refurbishment of Amphitheater
Location: Villa Lucinda Extension Campus, Tarlac State University
Detailed Unit Price Analysis
|  | Qty. | Unit | Unit Price | Total Price
5 | Electrical Works
5.3 | Air-conditioning System | 1 | lot
A. | Materials
Item No. | Description | Qty. | Unit | Unit Cost | Total Cost
1
2
3
4
5
6
7
8
9
10
(a) Total Cost of Materials
B. | Labor
Item No. | Job Type | Man-Days |  | Wage Rate | Total Cost
1
2
3
4
5
(b) Total Cost of Labor
C. | Equipment Utilization
Item No. | Equipment Utilized | Utilization Period |  | Utilization Rate | Total Cost
1
2
3
4
5
(c) Total Cost for Equipment Utilization
(d) Total Direct Costs = (a) + (b) + (c)
(e) Indirect Costs: OCM and Profit
(f) Total Direct and Indirect Costs = (d) + (e)
(g) Value Added Tax
(h) Total Price
[Signature]
[Name of Authorized Representative]
[Title/Position]

## 5.2.
[Bidder's Letterhead]
[Date]
Name of Contract/Project: Refurbishment of Amphitheater
Location: Villa Lucinda Extension Campus, Tarlac State University
Detailed Unit Price Analysis
|  | Qty. | Unit | Unit Price | Total Price
5 | Electrical Works
5.2 | Power System | 1 | lot
A. | Materials
Item No. | Description | Qty. | Unit | Unit Cost | Total Cost
1
2
3
4
5
6
7
8
9
10
(a) Total Cost of Materials
B. | Labor
Item No. | Job Type | Man-Days |  | Wage Rate | Total Cost
1
2
3
4
5
(b) Total Cost of Labor
C. | Equipment Utilization
Item No. | Equipment Utilized | Utilization Period |  | Utilization Rate | Total Cost
1
2
3
4
5
(c) Total Cost for Equipment Utilization
(d) Total Direct Costs = (a) + (b) + (c)
(e) Indirect Costs: OCM and Profit
(f) Total Direct and Indirect Costs = (d) + (e)
(g) Value Added Tax
(h) Total Price
[Signature]
[Name of Authorized Representative]
[Title/Position]

## 5.1.
[Bidder's Letterhead]
[Date]
Name of Contract/Project: Refurbishment of Amphitheater
Location: Villa Lucinda Extension Campus, Tarlac State University
Detailed Unit Price Analysis
|  | Qty. | Unit | Unit Price | Total Price
5 | Electrical Works
5.1 | Lighting System | 1 | lot
A. | Materials
Item No. | Description | Qty. | Unit | Unit Cost | Total Cost
1
2
3
4
5
6
7
8
9
10
(a) Total Cost of Materials
B. | Labor
Item No. | Job Type | Man-Days |  | Wage Rate | Total Cost
1
2
3
4
5
(b) Total Cost of Labor
C. | Equipment Utilization
Item No. | Equipment Utilized | Utilization Period |  | Utilization Rate | Total Cost
1
2
3
4
5
(c) Total Cost for Equipment Utilization
(d) Total Direct Costs = (a) + (b) + (c)
(e) Indirect Costs: OCM and Profit
(f) Total Direct and Indirect Costs = (d) + (e)
(g) Value Added Tax
(h) Total Price
[Signature]
[Name of Authorized Representative]
[Title/Position]

## 4.13.
[Bidder's Letterhead]
[Date]
Name of Contract/Project: Refurbishment of Amphitheater
Location: Villa Lucinda Extension Campus, Tarlac State University
Detailed Unit Price Analysis
|  | Qty. | Unit | Unit Price | Total Price
4 | Architectural Works
4.13. | Landscaping Works | 1 | lot
A. | Materials
Item No. | Description | Qty. | Unit | Unit Cost | Total Cost
1
2
3
4
5
6
7
8
9
10
(a) Total Cost of Materials
B. | Labor
Item No. | Job Type | Man-Days |  | Wage Rate | Total Cost
1
2
3
4
5
(b) Total Cost of Labor
C. | Equipment Utilization
Item No. | Equipment Utilized | Utilization Period |  | Utilization Rate | Total Cost
1
2
3
4
5
(c) Total Cost for Equipment Utilization
(d) Total Direct Costs = (a) + (b) + (c)
(e) Indirect Costs: OCM and Profit
(f) Total Direct and Indirect Costs = (d) + (e)
(g) Value Added Tax
(h) Total Price
[Signature]
[Name of Authorized Representative]
[Title/Position]

## 4.12.7.
[Bidder's Letterhead]
[Date]
Name of Contract/Project: Refurbishment of Amphitheater
Location: Villa Lucinda Extension Campus, Tarlac State University
Detailed Unit Price Analysis
|  | Qty. | Unit | Unit Price | Total Price
4 | Architectural Works
4.12. | Windows
4.12.7. | W7 -white powder coated aluminum fixed corner window with one way reflective (exterior) 6 mm thick reflective bronze glass | 1 | set
A. | Materials
Item No. | Description | Qty. | Unit | Unit Cost | Total Cost
1
2
3
4
5
6
7
8
9
10
(a) Total Cost of Materials
B. | Labor
Item No. | Job Type | Man-Days |  | Wage Rate | Total Cost
1
2
3
4
5
(b) Total Cost of Labor
C. | Equipment Utilization
Item No. | Equipment Utilized | Utilization Period |  | Utilization Rate | Total Cost
1
2
3
4
5
(c) Total Cost for Equipment Utilization
(d) Total Direct Costs = (a) + (b) + (c)
(e) Indirect Costs: OCM and Profit
(f) Total Direct and Indirect Costs = (d) + (e)
(g) Value Added Tax
(h) Total Price
[Signature]
[Name of Authorized Representative]
[Title/Position]

## 4.12.6.
[Bidder's Letterhead]
[Date]
Name of Contract/Project: Refurbishment of Amphitheater
Location: Villa Lucinda Extension Campus, Tarlac State University
Detailed Unit Price Analysis
|  | Qty. | Unit | Unit Price | Total Price
4 | Architectural Works
4.12. | Windows
4.12.6. | W6 -white powder coated aluminum awning window with one way reflective (exterior) 6 mm thick reflective bronze glass | 1 | set
A. | Materials
Item No. | Description | Qty. | Unit | Unit Cost | Total Cost
1
2
3
4
5
6
7
8
9
10
(a) Total Cost of Materials
B. | Labor
Item No. | Job Type | Man-Days |  | Wage Rate | Total Cost
1
2
3
4
5
(b) Total Cost of Labor
C. | Equipment Utilization
Item No. | Equipment Utilized | Utilization Period |  | Utilization Rate | Total Cost
1
2
3
4
5
(c) Total Cost for Equipment Utilization
(d) Total Direct Costs = (a) + (b) + (c)
(e) Indirect Costs: OCM and Profit
(f) Total Direct and Indirect Costs = (d) + (e)
(g) Value Added Tax
(h) Total Price
[Signature]
[Name of Authorized Representative]
[Title/Position]

## 4.12.5.
[Bidder's Letterhead]
[Date]
Name of Contract/Project: Refurbishment of Amphitheater
Location: Villa Lucinda Extension Campus, Tarlac State University
Detailed Unit Price Analysis
|  | Qty. | Unit | Unit Price | Total Price
4 | Architectural Works
4.12. | Windows
4.12.5. | W5 -white powder coated aluminum awning window with one way reflective (exterior) 6mm thick reflective bronze glass | 3 | set
A. | Materials
Item No. | Description | Qty. | Unit | Unit Cost | Total Cost
1
2
3
4
5
6
7
8
9
10
(a) Total Cost of Materials
B. | Labor
Item No. | Job Type | Man-Days |  | Wage Rate | Total Cost
1
2
3
4
5
(b) Total Cost of Labor
C. | Equipment Utilization
Item No. | Equipment Utilized | Utilization Period |  | Utilization Rate | Total Cost
1
2
3
4
5
(c) Total Cost for Equipment Utilization
(d) Total Direct Costs = (a) + (b) + (c)
(e) Indirect Costs: OCM and Profit
(f) Total Direct and Indirect Costs = (d) + (e)
(g) Value Added Tax
(h) Total Price
[Signature]
[Name of Authorized Representative]
[Title/Position]

## 4.12.4.
[Bidder's Letterhead]
[Date]
Name of Contract/Project: Refurbishment of Amphitheater
Location: Villa Lucinda Extension Campus, Tarlac State University
Detailed Unit Price Analysis
|  | Qty. | Unit | Unit Price | Total Price
4 | Architectural Works
4.12. | Windows
4.12.4. | W4 -white powder coated aluminum awning window with one way reflective (exterior) 6 mm thick reflective bronze glass | 5 | set
A. | Materials
Item No. | Description | Qty. | Unit | Unit Cost | Total Cost
1
2
3
4
5
6
7
8
9
10
(a) Total Cost of Materials
B. | Labor
Item No. | Job Type | Man-Days |  | Wage Rate | Total Cost
1
2
3
4
5
(b) Total Cost of Labor
C. | Equipment Utilization
Item No. | Equipment Utilized | Utilization Period |  | Utilization Rate | Total Cost
1
2
3
4
5
(c) Total Cost for Equipment Utilization
(d) Total Direct Costs = (a) + (b) + (c)
(e) Indirect Costs: OCM and Profit
(f) Total Direct and Indirect Costs = (d) + (e)
(g) Value Added Tax
(h) Total Price
[Signature]
[Name of Authorized Representative]
[Title/Position]

## 4.12.3.
[Bidder's Letterhead]
[Date]
Name of Contract/Project: Refurbishment of Amphitheater
Location: Villa Lucinda Extension Campus, Tarlac State University
Detailed Unit Price Analysis
|  | Qty. | Unit | Unit Price | Total Price
4 | Architectural Works
4.12. | Windows
4.12.3 | W3- white powder coated aluminum awning window with one way reflective (exterior) 6 mm thick reflective bronze glass | 2 | set
A. | Materials
Item No. | Description | Qty. | Unit | Unit Cost | Total Cost
1
2
3
4
5
6
7
8
9
10
(a) Total Cost of Materials
B. | Labor
Item No. | Job Type | Man-Days |  | Wage Rate | Total Cost
1
2
3
4
5
(b) Total Cost of Labor
C. | Equipment Utilization
Item No. | Equipment Utilized | Utilization Period |  | Utilization Rate | Total Cost
1
2
3
4
5
(c) Total Cost for Equipment Utilization
(d) Total Direct Costs = (a) + (b) + (c)
(e) Indirect Costs: OCM and Profit
(f) Total Direct and Indirect Costs = (d) + (e)
(g) Value Added Tax
(h) Total Price
[Signature]
[Name of Authorized Representative]
[Title/Position]

## 4.12.2.
[Bidder's Letterhead]
[Date]
Name of Contract/Project: Refurbishment of Amphitheater
Location: Villa Lucinda Extension Campus, Tarlac State University
Detailed Unit Price Analysis
|  | Qty. | Unit | Unit Price | Total Price
4 | Architectural Works
4.12. | Windows
4.12.2. | W2- white powder coated aluminum awning window with one way reflective (exterior) 6mm thick reflective bronze glass | 1 | set
A. | Materials
Item No. | Description | Qty. | Unit | Unit Cost | Total Cost
1
2
3
4
5
6
7
8
9
10
(a) Total Cost of Materials
B. | Labor
Item No. | Job Type | Man-Days |  | Wage Rate | Total Cost
1
2
3
4
5
(b) Total Cost of Labor
C. | Equipment Utilization
Item No. | Equipment Utilized | Utilization Period |  | Utilization Rate | Total Cost
1
2
3
4
5
(c) Total Cost for Equipment Utilization
(d) Total Direct Costs = (a) + (b) + (c)
(e) Indirect Costs: OCM and Profit
(f) Total Direct and Indirect Costs = (d) + (e)
(g) Value Added Tax
(h) Total Price
[Signature]
[Name of Authorized Representative]
[Title/Position]

## 4.12.1.
[Bidder's Letterhead]
[Date]
Name of Contract/Project: Refurbishment of Amphitheater
Location: Villa Lucinda Extension Campus, Tarlac State University
Detailed Unit Price Analysis
|  | Qty. | Unit | Unit Price | Total Price
4 | Architectural Works
4.12. | Windows
4.12.1. | W1-white powder coated aluminum fixed window with one way reflective (exterior) 12 mm thick tempered reflective bronze glass | 2 | set
A. | Materials
Item No. | Description | Qty. | Unit | Unit Cost | Total Cost
1
2
3
4
5
6
7
8
9
10
(a) Total Cost of Materials
B. | Labor
Item No. | Job Type | Man-Days |  | Wage Rate | Total Cost
1
2
3
4
5
(b) Total Cost of Labor
C. | Equipment Utilization
Item No. | Equipment Utilized | Utilization Period |  | Utilization Rate | Total Cost
1
2
3
4
5
(c) Total Cost for Equipment Utilization
(d) Total Direct Costs = (a) + (b) + (c)
(e) Indirect Costs: OCM and Profit
(f) Total Direct and Indirect Costs = (d) + (e)
(g) Value Added Tax
(h) Total Price
[Signature]
[Name of Authorized Representative]
[Title/Position]

## 4.11.8.
[Bidder's Letterhead]
[Date]
Name of Contract/Project: Refurbishment of Amphitheater
Location: Villa Lucinda Extension Campus, Tarlac State University
Detailed Unit Price Analysis
|  | Qty. | Unit | Unit Price | Total Price
4 | Architectural Works
4.11. | Doors and Partitions
4.11.8. | D8- single swing tanguile wooden semi-solid panel door | 1 | set
A. | Materials
Item No. | Description | Qty. | Unit | Unit Cost | Total Cost
1
2
3
4
5
6
7
8
9
10
(a) Total Cost of Materials
B. | Labor
Item No. | Job Type | Man-Days |  | Wage Rate | Total Cost
1
2
3
4
5
(b) Total Cost of Labor
C. | Equipment Utilization
Item No. | Equipment Utilized | Utilization Period |  | Utilization Rate | Total Cost
1
2
3
4
5
(c) Total Cost for Equipment Utilization
(d) Total Direct Costs = (a) + (b) + (c)
(e) Indirect Costs: OCM and Profit
(f) Total Direct and Indirect Costs = (d) + (e)
(g) Value Added Tax
(h) Total Price
[Signature]
[Name of Authorized Representative]
[Title/Position]

## 4.11.7.
[Bidder's Letterhead]
[Date]
Name of Contract/Project: Refurbishment of Amphitheater
Location: Villa Lucinda Extension Campus, Tarlac State University
Detailed Unit Price Analysis
|  | Qty. | Unit | Unit Price | Total Price
4 | Architectural Works
4.11. | Doors and Partitions
4.11.7. | D7- single swing tanguile wooden solid panel door | 1 | set
A. | Materials
Item No. | Description | Qty. | Unit | Unit Cost | Total Cost
1
2
3
4
5
6
7
8
9
10
(a) Total Cost of Materials
B. | Labor
Item No. | Job Type | Man-Days |  | Wage Rate | Total Cost
1
2
3
4
5
(b) Total Cost of Labor
C. | Equipment Utilization
Item No. | Equipment Utilized | Utilization Period |  | Utilization Rate | Total Cost
1
2
3
4
5
(c) Total Cost for Equipment Utilization
(d) Total Direct Costs = (a) + (b) + (c)
(e) Indirect Costs: OCM and Profit
(f) Total Direct and Indirect Costs = (d) + (e)
(g) Value Added Tax
(h) Total Price
[Signature]
[Name of Authorized Representative]
[Title/Position]

## 4.11.6.
[Bidder's Letterhead]
[Date]
Name of Contract/Project: Refurbishment of Amphitheater
Location: Villa Lucinda Extension Campus, Tarlac State University
Detailed Unit Price Analysis
|  | Qty. | Unit | Unit Price | Total Price
4 | Architectural Works
4.11. | Doors and Partitions
4.11.6. | Compact Laminated Cubicle Partition w/ Door (D6) and complete accessories | 5 | set
A. | Materials
Item No. | Description | Qty. | Unit | Unit Cost | Total Cost
1
2
3
4
5
6
7
8
9
10
(a) Total Cost of Materials
B. | Labor
Item No. | Job Type | Man-Days |  | Wage Rate | Total Cost
1
2
3
4
5
(b) Total Cost of Labor
C. | Equipment Utilization
Item No. | Equipment Utilized | Utilization Period |  | Utilization Rate | Total Cost
1
2
3
4
5
(c) Total Cost for Equipment Utilization
(d) Total Direct Costs = (a) + (b) + (c)
(e) Indirect Costs: OCM and Profit
(f) Total Direct and Indirect Costs = (d) + (e)
(g) Value Added Tax
(h) Total Price
[Signature]
[Name of Authorized Representative]
[Title/Position]

## 4.11.5.
[Bidder's Letterhead]
[Date]
Name of Contract/Project: Refurbishment of Amphitheater
Location: Villa Lucinda Extension Campus, Tarlac State University
Detailed Unit Price Analysis
|  | Qty. | Unit | Unit Price | Total Price
4 | Architectural Works
4.11. | Doors and Partitions
4.11.5. | D5- single swing tanguile wooden semi-solid panel door | 4 | set
A. | Materials
Item No. | Description | Qty. | Unit | Unit Cost | Total Cost
1
2
3
4
5
6
7
8
9
10
(a) Total Cost of Materials
B. | Labor
Item No. | Job Type | Man-Days |  | Wage Rate | Total Cost
1
2
3
4
5
(b) Total Cost of Labor
C. | Equipment Utilization
Item No. | Equipment Utilized | Utilization Period |  | Utilization Rate | Total Cost
1
2
3
4
5
(c) Total Cost for Equipment Utilization
(d) Total Direct Costs = (a) + (b) + (c)
(e) Indirect Costs: OCM and Profit
(f) Total Direct and Indirect Costs = (d) + (e)
(g) Value Added Tax
(h) Total Price
[Signature]
[Name of Authorized Representative]
[Title/Position]

## 4.11.4.
[Bidder's Letterhead]
[Date]
Name of Contract/Project: Refurbishment of Amphitheater
Location: Villa Lucinda Extension Campus, Tarlac State University
Detailed Unit Price Analysis
|  | Qty. | Unit | Unit Price | Total Price
4 | Architectural Works
4.11. | Doors and Partitions
4.11.4. | D4- single swing tanguile wooden solid panel door | 4 | set
A. | Materials
Item No. | Description | Qty. | Unit | Unit Cost | Total Cost
1
2
3
4
5
6
7
8
9
10
(a) Total Cost of Materials
B. | Labor
Item No. | Job Type | Man-Days |  | Wage Rate | Total Cost
1
2
3
4
5
(b) Total Cost of Labor
C. | Equipment Utilization
Item No. | Equipment Utilized | Utilization Period |  | Utilization Rate | Total Cost
1
2
3
4
5
(c) Total Cost for Equipment Utilization
(d) Total Direct Costs = (a) + (b) + (c)
(e) Indirect Costs: OCM and Profit
(f) Total Direct and Indirect Costs = (d) + (e)
(g) Value Added Tax
(h) Total Price
[Signature]
[Name of Authorized Representative]
[Title/Position]

## 4.11.3.
[Bidder's Letterhead]
[Date]
Name of Contract/Project: Refurbishment of Amphitheater
Location: Villa Lucinda Extension Campus, Tarlac State University
Detailed Unit Price Analysis
|  | Qty. | Unit | Unit Price | Total Price
4 | Architectural Works
4.11. | Doors and Partitions
4.11.3. | D3- single swing mahogany wooden solid panel door | 1 | set
A. | Materials
Item No. | Description | Qty. | Unit | Unit Cost | Total Cost
1
2
3
4
5
6
7
8
9
10
(a) Total Cost of Materials
B. | Labor
Item No. | Job Type | Man-Days |  | Wage Rate | Total Cost
1
2
3
4
5
(b) Total Cost of Labor
C. | Equipment Utilization
Item No. | Equipment Utilized | Utilization Period |  | Utilization Rate | Total Cost
1
2
3
4
5
(c) Total Cost for Equipment Utilization
(d) Total Direct Costs = (a) + (b) + (c)
(e) Indirect Costs: OCM and Profit
(f) Total Direct and Indirect Costs = (d) + (e)
(g) Value Added Tax
(h) Total Price
[Signature]
[Name of Authorized Representative]
[Title/Position]

## 4.11.2.
[Bidder's Letterhead]
[Date]
Name of Contract/Project: Refurbishment of Amphitheater
Location: Villa Lucinda Extension Campus, Tarlac State University
Detailed Unit Price Analysis
|  | Qty. | Unit | Unit Price | Total Price
4 | Architectural Works
4.11. | Doors and Partitions
4.11.2. | D2- 12 mm thick tempered glass with frosted decals double panel swing frameless double glass door with transom window | 2 | set
A. | Materials
Item No. | Description | Qty. | Unit | Unit Cost | Total Cost
1
2
3
4
5
6
7
8
9
10
(a) Total Cost of Materials
B. | Labor
Item No. | Job Type | Man-Days |  | Wage Rate | Total Cost
1
2
3
4
5
(b) Total Cost of Labor
C. | Equipment Utilization
Item No. | Equipment Utilized | Utilization Period |  | Utilization Rate | Total Cost
1
2
3
4
5
(c) Total Cost for Equipment Utilization
(d) Total Direct Costs = (a) + (b) + (c)
(e) Indirect Costs: OCM and Profit
(f) Total Direct and Indirect Costs = (d) + (e)
(g) Value Added Tax
(h) Total Price
[Signature]
[Name of Authorized Representative]
[Title/Position]

## 4.11.1.
[Bidder's Letterhead]
[Date]
Name of Contract/Project: Refurbishment of Amphitheater
Location: Villa Lucinda Extension Campus, Tarlac State University
Detailed Unit Price Analysis
|  | Qty. | Unit | Unit Price | Total Price
4 | Architectural Works
4.11. | Doors and Partitions
4.11.1. | D1- 12 mm thick tempered glass with frosted decals double panel swing frameless double glass door | 1 | set
A. | Materials
Item No. | Description | Qty. | Unit | Unit Cost | Total Cost
1
2
3
4
5
6
7
8
9
10
(a) Total Cost of Materials
B. | Labor
Item No. | Job Type | Man-Days |  | Wage Rate | Total Cost
1
2
3
4
5
(b) Total Cost of Labor
C. | Equipment Utilization
Item No. | Equipment Utilized | Utilization Period |  | Utilization Rate | Total Cost
1
2
3
4
5
(c) Total Cost for Equipment Utilization
(d) Total Direct Costs = (a) + (b) + (c)
(e) Indirect Costs: OCM and Profit
(f) Total Direct and Indirect Costs = (d) + (e)
(g) Value Added Tax
(h) Total Price
[Signature]
[Name of Authorized Representative]
[Title/Position]

## 4.10.
[Bidder's Letterhead]
[Date]
Name of Contract/Project: Refurbishment of Amphitheater
Location: Villa Lucinda Extension Campus, Tarlac State University
Detailed Unit Price Analysis
|  | Qty. | Unit | Unit Price | Total Price
4 | Architectural Works
4.10. | Stair & Ramp Finish and PWD Ramp & CR Railings | 1 | lot
A. | Materials
Item No. | Description | Qty. | Unit | Unit Cost | Total Cost
1
2
3
4
5
6
7
8
9
10
(a) Total Cost of Materials
B. | Labor
Item No. | Job Type | Man-Days |  | Wage Rate | Total Cost
1
2
3
4
5
(b) Total Cost of Labor
C. | Equipment Utilization
Item No. | Equipment Utilized | Utilization Period |  | Utilization Rate | Total Cost
1
2
3
4
5
(c) Total Cost for Equipment Utilization
(d) Total Direct Costs = (a) + (b) + (c)
(e) Indirect Costs: OCM and Profit
(f) Total Direct and Indirect Costs = (d) + (e)
(g) Value Added Tax
(h) Total Price
[Signature]
[Name of Authorized Representative]
[Title/Position]

## 4.9.5.
[Bidder's Letterhead]
[Date]
Name of Contract/Project: Refurbishment of Amphitheater
Location: Villa Lucinda Extension Campus, Tarlac State University
Detailed Unit Price Analysis
|  | Qty. | Unit | Unit Price | Total Price
4 | Architectural Works
4.9 | Wall and Countertop Finish
4.9.5. | ¾” thick Black Blue Emerald solid granite Countertop (Male and Female Comfort Room) | 1 | lot
A. | Materials
Item No. | Description | Qty. | Unit | Unit Cost | Total Cost
1
2
3
4
5
6
7
8
9
10
(a) Total Cost of Materials
B. | Labor
Item No. | Job Type | Man-Days |  | Wage Rate | Total Cost
1
2
3
4
5
(b) Total Cost of Labor
C. | Equipment Utilization
Item No. | Equipment Utilized | Utilization Period |  | Utilization Rate | Total Cost
1
2
3
4
5
(c) Total Cost for Equipment Utilization
(d) Total Direct Costs = (a) + (b) + (c)
(e) Indirect Costs: OCM and Profit
(f) Total Direct and Indirect Costs = (d) + (e)
(g) Value Added Tax
(h) Total Price
[Signature]
[Name of Authorized Representative]
[Title/Position]

## 4.9.4.
[Bidder's Letterhead]
[Date]
Name of Contract/Project: Refurbishment of Amphitheater
Location: Villa Lucinda Extension Campus, Tarlac State University
Detailed Unit Price Analysis
|  | Qty. | Unit | Unit Price | Total Price
4 | Architectural Works
4.9 | Wall and Countertop Finish
4.9.4. | Acoustic Wall System | 101.288 | m²
A. | Materials
Item No. | Description | Qty. | Unit | Unit Cost | Total Cost
1
2
3
4
5
6
7
8
9
10
(a) Total Cost of Materials
B. | Labor
Item No. | Job Type | Man-Days |  | Wage Rate | Total Cost
1
2
3
4
5
(b) Total Cost of Labor
C. | Equipment Utilization
Item No. | Equipment Utilized | Utilization Period |  | Utilization Rate | Total Cost
1
2
3
4
5
(c) Total Cost for Equipment Utilization
(d) Total Direct Costs = (a) + (b) + (c)
(e) Indirect Costs: OCM and Profit
(f) Total Direct and Indirect Costs = (d) + (e)
(g) Value Added Tax
(h) Total Price
[Signature]
[Name of Authorized Representative]
[Title/Position]

## 4.9.3.
[Bidder's Letterhead]
[Date]
Name of Contract/Project: Refurbishment of Amphitheater
Location: Villa Lucinda Extension Campus, Tarlac State University
Detailed Unit Price Analysis
|  | Qty. | Unit | Unit Price | Total Price
4 | Architectural Works
4.9 | Wall and Countertop Finish
4.9.3. | Araal Slate Decorative Stone including adhesive, grout and topping | 61.3668 | m²
A. | Materials
Item No. | Description | Qty. | Unit | Unit Cost | Total Cost
1
2
3
4
5
6
7
8
9
10
(a) Total Cost of Materials
B. | Labor
Item No. | Job Type | Man-Days |  | Wage Rate | Total Cost
1
2
3
4
5
(b) Total Cost of Labor
C. | Equipment Utilization
Item No. | Equipment Utilized | Utilization Period |  | Utilization Rate | Total Cost
1
2
3
4
5
(c) Total Cost for Equipment Utilization
(d) Total Direct Costs = (a) + (b) + (c)
(e) Indirect Costs: OCM and Profit
(f) Total Direct and Indirect Costs = (d) + (e)
(g) Value Added Tax
(h) Total Price
[Signature]
[Name of Authorized Representative]
[Title/Position]

## 4.9.2.
[Bidder's Letterhead]
[Date]
Name of Contract/Project: Refurbishment of Amphitheater
Location: Villa Lucinda Extension Campus, Tarlac State University
Detailed Unit Price Analysis
|  | Qty. | Unit | Unit Price | Total Price
4 | Architectural Works
4.9 | Wall and Countertop Finish
4.9.2. | 300 mm x 600 mm White Ceramic Wall Tiles including adhesive, grout and topping | 38.775 | m²
A. | Materials
Item No. | Description | Qty. | Unit | Unit Cost | Total Cost
1
2
3
4
5
6
7
8
9
10
(a) Total Cost of Materials
B. | Labor
Item No. | Job Type | Man-Days |  | Wage Rate | Total Cost
1
2
3
4
5
(b) Total Cost of Labor
C. | Equipment Utilization
Item No. | Equipment Utilized | Utilization Period |  | Utilization Rate | Total Cost
1
2
3
4
5
(c) Total Cost for Equipment Utilization
(d) Total Direct Costs = (a) + (b) + (c)
(e) Indirect Costs: OCM and Profit
(f) Total Direct and Indirect Costs = (d) + (e)
(g) Value Added Tax
(h) Total Price
[Signature]
[Name of Authorized Representative]
[Title/Position]

## 4.9.1.
[Bidder's Letterhead]
[Date]
Name of Contract/Project: Refurbishment of Amphitheater
Location: Villa Lucinda Extension Campus, Tarlac State University
Detailed Unit Price Analysis
|  | Qty. | Unit | Unit Price | Total Price
4 | Architectural Works
4.9 | Wall and Countertop Finish
4.9.1. | 300 mm x 600 mm Decorative Border Wall Tiles including adhesive, grout and topping | 7.755 | m²
A. | Materials
Item No. | Description | Qty. | Unit | Unit Cost | Total Cost
1
2
3
4
5
6
7
8
9
10
(a) Total Cost of Materials
B. | Labor
Item No. | Job Type | Man-Days |  | Wage Rate | Total Cost
1
2
3
4
5
(b) Total Cost of Labor
C. | Equipment Utilization
Item No. | Equipment Utilized | Utilization Period |  | Utilization Rate | Total Cost
1
2
3
4
5
(c) Total Cost for Equipment Utilization
(d) Total Direct Costs = (a) + (b) + (c)
(e) Indirect Costs: OCM and Profit
(f) Total Direct and Indirect Costs = (d) + (e)
(g) Value Added Tax
(h) Total Price
[Signature]
[Name of Authorized Representative]
[Title/Position]

## 4.8.3.
[Bidder's Letterhead]
[Date]
Name of Contract/Project: Refurbishment of Amphitheater
Location: Villa Lucinda Extension Campus, Tarlac State University
Detailed Unit Price Analysis
|  | Qty. | Unit | Unit Price | Total Price
4 | Architectural Works
4.8 | Floor Finish
4.8.3. | 600 mm x 600 mm Non-skid Ceramic Tiles including adhesive, grout and topping | 34.012 | m²
A. | Materials
Item No. | Description | Qty. | Unit | Unit Cost | Total Cost
1
2
3
4
5
6
7
8
9
10
(a) Total Cost of Materials
B. | Labor
Item No. | Job Type | Man-Days |  | Wage Rate | Total Cost
1
2
3
4
5
(b) Total Cost of Labor
C. | Equipment Utilization
Item No. | Equipment Utilized | Utilization Period |  | Utilization Rate | Total Cost
1
2
3
4
5
(c) Total Cost for Equipment Utilization
(d) Total Direct Costs = (a) + (b) + (c)
(e) Indirect Costs: OCM and Profit
(f) Total Direct and Indirect Costs = (d) + (e)
(g) Value Added Tax
(h) Total Price
[Signature]
[Name of Authorized Representative]
[Title/Position]

## 4.8.2.
[Bidder's Letterhead]
[Date]
Name of Contract/Project: Refurbishment of Amphitheater
Location: Villa Lucinda Extension Campus, Tarlac State University
Detailed Unit Price Analysis
|  | Qty. | Unit | Unit Price | Total Price
4 | Architectural Works
4.8 | Floor Finish
4.8.2. | 200 mm x 1200 mm x 3 mm thick Vinyl Tile including adhesive | 186.648 | m²
A. | Materials
Item No. | Description | Qty. | Unit | Unit Cost | Total Cost
1
2
3
4
5
6
7
8
9
10
(a) Total Cost of Materials
B. | Labor
Item No. | Job Type | Man-Days |  | Wage Rate | Total Cost
1
2
3
4
5
(b) Total Cost of Labor
C. | Equipment Utilization
Item No. | Equipment Utilized | Utilization Period |  | Utilization Rate | Total Cost
1
2
3
4
5
(c) Total Cost for Equipment Utilization
(d) Total Direct Costs = (a) + (b) + (c)
(e) Indirect Costs: OCM and Profit
(f) Total Direct and Indirect Costs = (d) + (e)
(g) Value Added Tax
(h) Total Price
[Signature]
[Name of Authorized Representative]
[Title/Position]

## 4.8.1.
[Bidder's Letterhead]
[Date]
Name of Contract/Project: Refurbishment of Amphitheater
Location: Villa Lucinda Extension Campus, Tarlac State University
Detailed Unit Price Analysis
|  | Qty. | Unit | Unit Price | Total Price
4 | Architectural Works
4.8 | Floor Finish
4.8.1. | 200 mm x 1200 mm Glazed Ceramic Floor Tiles including adhesive, grout and topping | 84.59 | m²
A. | Materials
Item No. | Description | Qty. | Unit | Unit Cost | Total Cost
1
2
3
4
5
6
7
8
9
10
(a) Total Cost of Materials
B. | Labor
Item No. | Job Type | Man-Days |  | Wage Rate | Total Cost
1
2
3
4
5
(b) Total Cost of Labor
C. | Equipment Utilization
Item No. | Equipment Utilized | Utilization Period |  | Utilization Rate | Total Cost
1
2
3
4
5
(c) Total Cost for Equipment Utilization
(d) Total Direct Costs = (a) + (b) + (c)
(e) Indirect Costs: OCM and Profit
(f) Total Direct and Indirect Costs = (d) + (e)
(g) Value Added Tax
(h) Total Price
[Signature]
[Name of Authorized Representative]
[Title/Position]

## 4.7.2.
[Bidder's Letterhead]
[Date]
Name of Contract/Project: Refurbishment of Amphitheater
Location: Villa Lucinda Extension Campus, Tarlac State University
Detailed Unit Price Analysis
|  | Qty. | Unit | Unit Price | Total Price
4 | Architectural Works
4.7 | Painting
4.7.2. | Flat Latex Paint Finish on Ceiling | 281.523 | m²
A. | Materials
Item No. | Description | Qty. | Unit | Unit Cost | Total Cost
1
2
3
4
5
6
7
8
9
10
(a) Total Cost of Materials
B. | Labor
Item No. | Job Type | Man-Days |  | Wage Rate | Total Cost
1
2
3
4
5
(b) Total Cost of Labor
C. | Equipment Utilization
Item No. | Equipment Utilized | Utilization Period |  | Utilization Rate | Total Cost
1
2
3
4
5
(c) Total Cost for Equipment Utilization
(d) Total Direct Costs = (a) + (b) + (c)
(e) Indirect Costs: OCM and Profit
(f) Total Direct and Indirect Costs = (d) + (e)
(g) Value Added Tax
(h) Total Price
[Signature]
[Name of Authorized Representative]
[Title/Position]

## 4.7.1.
[Bidder's Letterhead]
[Date]
Name of Contract/Project: Refurbishment of Amphitheater
Location: Villa Lucinda Extension Campus, Tarlac State University
Detailed Unit Price Analysis
|  | Qty. | Unit | Unit Price | Total Price
4 | Architectural Works
4.7 | Painting
4.7.1. | Semi-Gloss Latex Paint Finish on Walls, Columns, Beams, Zocalo etc. | 1513.66 | m²
A. | Materials
Item No. | Description | Qty. | Unit | Unit Cost | Total Cost
1
2
3
4
5
6
7
8
9
10
(a) Total Cost of Materials
B. | Labor
Item No. | Job Type | Man-Days |  | Wage Rate | Total Cost
1
2
3
4
5
(b) Total Cost of Labor
C. | Equipment Utilization
Item No. | Equipment Utilized | Utilization Period |  | Utilization Rate | Total Cost
1
2
3
4
5
(c) Total Cost for Equipment Utilization
(d) Total Direct Costs = (a) + (b) + (c)
(e) Indirect Costs: OCM and Profit
(f) Total Direct and Indirect Costs = (d) + (e)
(g) Value Added Tax
(h) Total Price
[Signature]
[Name of Authorized Representative]
[Title/Position]

## 4.6.5.
[Bidder's Letterhead]
[Date]
Name of Contract/Project: Refurbishment of Amphitheater
Location: Villa Lucinda Extension Campus, Tarlac State University
Detailed Unit Price Analysis
|  | Qty. | Unit | Unit Price | Total Price
4 | Architectural Works
4.6 | Ceiling
4.6.5. | 0.5 mm thick Pre-Painted Wood Texture Spandrel including air ventilation holes and mouldings Ceiling System | 64.176 | m²
A. | Materials
Item No. | Description | Qty. | Unit | Unit Cost | Total Cost
1
2
3
4
5
6
7
8
9
10
(a) Total Cost of Materials
B. | Labor
Item No. | Job Type | Man-Days |  | Wage Rate | Total Cost
1
2
3
4
5
(b) Total Cost of Labor
C. | Equipment Utilization
Item No. | Equipment Utilized | Utilization Period |  | Utilization Rate | Total Cost
1
2
3
4
5
(c) Total Cost for Equipment Utilization
(d) Total Direct Costs = (a) + (b) + (c)
(e) Indirect Costs: OCM and Profit
(f) Total Direct and Indirect Costs = (d) + (e)
(g) Value Added Tax
(h) Total Price
[Signature]
[Name of Authorized Representative]
[Title/Position]

## 4.6.4.
[Bidder's Letterhead]
[Date]
Name of Contract/Project: Refurbishment of Amphitheater
Location: Villa Lucinda Extension Campus, Tarlac State University
Detailed Unit Price Analysis
|  | Qty. | Unit | Unit Price | Total Price
4 | Architectural Works
4.6 | Ceiling
4.6.4. | 8 mm thick PVC Ceiling Panel Ceiling System | 27.61 | m²
A. | Materials
Item No. | Description | Qty. | Unit | Unit Cost | Total Cost
1
2
3
4
5
6
7
8
9
10
(a) Total Cost of Materials
B. | Labor
Item No. | Job Type | Man-Days |  | Wage Rate | Total Cost
1
2
3
4
5
(b) Total Cost of Labor
C. | Equipment Utilization
Item No. | Equipment Utilized | Utilization Period |  | Utilization Rate | Total Cost
1
2
3
4
5
(c) Total Cost for Equipment Utilization
(d) Total Direct Costs = (a) + (b) + (c)
(e) Indirect Costs: OCM and Profit
(f) Total Direct and Indirect Costs = (d) + (e)
(g) Value Added Tax
(h) Total Price
[Signature]
[Name of Authorized Representative]
[Title/Position]

## 4.6.3.
[Bidder's Letterhead]
[Date]
Name of Contract/Project: Refurbishment of Amphitheater
Location: Villa Lucinda Extension Campus, Tarlac State University
Detailed Unit Price Analysis
|  | Qty. | Unit | Unit Price | Total Price
4 | Architectural Works
4.6 | Ceiling
4.6.3. | 4.5 mm thick Fiber Cement Board Ceiling System | 25.85 | m²
A. | Materials
Item No. | Description | Qty. | Unit | Unit Cost | Total Cost
1
2
3
4
5
6
7
8
9
10
(a) Total Cost of Materials
B. | Labor
Item No. | Job Type | Man-Days |  | Wage Rate | Total Cost
1
2
3
4
5
(b) Total Cost of Labor
C. | Equipment Utilization
Item No. | Equipment Utilized | Utilization Period |  | Utilization Rate | Total Cost
1
2
3
4
5
(c) Total Cost for Equipment Utilization
(d) Total Direct Costs = (a) + (b) + (c)
(e) Indirect Costs: OCM and Profit
(f) Total Direct and Indirect Costs = (d) + (e)
(g) Value Added Tax
(h) Total Price
[Signature]
[Name of Authorized Representative]
[Title/Position]

## 4.6.2.
[Bidder's Letterhead]
[Date]
Name of Contract/Project: Refurbishment of Amphitheater
Location: Villa Lucinda Extension Campus, Tarlac State University
Detailed Unit Price Analysis
|  | Qty. | Unit | Unit Price | Total Price
4 | Architectural Works
4.6 | Ceiling
4.6.2. | 12 mm thick Gypsum Board Ceiling System | 170.038 | m²
A. | Materials
Item No. | Description | Qty. | Unit | Unit Cost | Total Cost
1
2
3
4
5
6
7
8
9
10
(a) Total Cost of Materials
B. | Labor
Item No. | Job Type | Man-Days |  | Wage Rate | Total Cost
1
2
3
4
5
(b) Total Cost of Labor
C. | Equipment Utilization
Item No. | Equipment Utilized | Utilization Period |  | Utilization Rate | Total Cost
1
2
3
4
5
(c) Total Cost for Equipment Utilization
(d) Total Direct Costs = (a) + (b) + (c)
(e) Indirect Costs: OCM and Profit
(f) Total Direct and Indirect Costs = (d) + (e)
(g) Value Added Tax
(h) Total Price
[Signature]
[Name of Authorized Representative]
[Title/Position]

## 4.6.1.
[Bidder's Letterhead]
[Date]
Name of Contract/Project: Refurbishment of Amphitheater
Location: Villa Lucinda Extension Campus, Tarlac State University
Detailed Unit Price Analysis
|  | Qty. | Unit | Unit Price | Total Price
4 | Architectural Works
4.6 | Ceiling
4.6.1. | 12 mm thick Perforated Gypsum Board Ceiling System | 85.635 | m²
A. | Materials
Item No. | Description | Qty. | Unit | Unit Cost | Total Cost
1
2
3
4
5
6
7
8
9
10
(a) Total Cost of Materials
B. | Labor
Item No. | Job Type | Man-Days |  | Wage Rate | Total Cost
1
2
3
4
5
(b) Total Cost of Labor
C. | Equipment Utilization
Item No. | Equipment Utilized | Utilization Period |  | Utilization Rate | Total Cost
1
2
3
4
5
(c) Total Cost for Equipment Utilization
(d) Total Direct Costs = (a) + (b) + (c)
(e) Indirect Costs: OCM and Profit
(f) Total Direct and Indirect Costs = (d) + (e)
(g) Value Added Tax
(h) Total Price
[Signature]
[Name of Authorized Representative]
[Title/Position]

## 4.5.4.
[Bidder's Letterhead]
[Date]
Name of Contract/Project: Refurbishment of Amphitheater
Location: Villa Lucinda Extension Campus, Tarlac State University
Detailed Unit Price Analysis
|  | Qty. | Unit | Unit Price | Total Price
4 | Architectural Works
4.5 | Façade Cladding
4.5.4. | Steel Framing including epoxy primer painting and consumables (welding rods, cutting disc, etc.) | 1 | lot
A. | Materials
Item No. | Description | Qty. | Unit | Unit Cost | Total Cost
1
2
3
4
5
6
7
8
9
10
(a) Total Cost of Materials
B. | Labor
Item No. | Job Type | Man-Days |  | Wage Rate | Total Cost
1
2
3
4
5
(b) Total Cost of Labor
C. | Equipment Utilization
Item No. | Equipment Utilized | Utilization Period |  | Utilization Rate | Total Cost
1
2
3
4
5
(c) Total Cost for Equipment Utilization
(d) Total Direct Costs = (a) + (b) + (c)
(e) Indirect Costs: OCM and Profit
(f) Total Direct and Indirect Costs = (d) + (e)
(g) Value Added Tax
(h) Total Price
[Signature]
[Name of Authorized Representative]
[Title/Position]

## 4.5.3.
[Bidder's Letterhead]
[Date]
Name of Contract/Project: Refurbishment of Amphitheater
Location: Villa Lucinda Extension Campus, Tarlac State University
Detailed Unit Price Analysis
|  | Qty. | Unit | Unit Price | Total Price
4 | Architectural Works
4.5 | Façade Cladding
4.5.3. | Pre-painted Plain Sheet Flashing (Light Gray) | 1 | lot
A. | Materials
Item No. | Description | Qty. | Unit | Unit Cost | Total Cost
1
2
3
4
5
6
7
8
9
10
(a) Total Cost of Materials
B. | Labor
Item No. | Job Type | Man-Days |  | Wage Rate | Total Cost
1
2
3
4
5
(b) Total Cost of Labor
C. | Equipment Utilization
Item No. | Equipment Utilized | Utilization Period |  | Utilization Rate | Total Cost
1
2
3
4
5
(c) Total Cost for Equipment Utilization
(d) Total Direct Costs = (a) + (b) + (c)
(e) Indirect Costs: OCM and Profit
(f) Total Direct and Indirect Costs = (d) + (e)
(g) Value Added Tax
(h) Total Price
[Signature]
[Name of Authorized Representative]
[Title/Position]

## 4.5.2.
[Bidder's Letterhead]
[Date]
Name of Contract/Project: Refurbishment of Amphitheater
Location: Villa Lucinda Extension Campus, Tarlac State University
Detailed Unit Price Analysis
|  | Qty. | Unit | Unit Price | Total Price
4 | Architectural Works
4.5 | Façade Cladding
4.5.2. | 2 mm thick Galvanized Perforated Metal Round Hole Staggered Sheet | 1 | lot
A. | Materials
Item No. | Description | Qty. | Unit | Unit Cost | Total Cost
1
2
3
4
5
6
7
8
9
10
(a) Total Cost of Materials
B. | Labor
Item No. | Job Type | Man-Days |  | Wage Rate | Total Cost
1
2
3
4
5
(b) Total Cost of Labor
C. | Equipment Utilization
Item No. | Equipment Utilized | Utilization Period |  | Utilization Rate | Total Cost
1
2
3
4
5
(c) Total Cost for Equipment Utilization
(d) Total Direct Costs = (a) + (b) + (c)
(e) Indirect Costs: OCM and Profit
(f) Total Direct and Indirect Costs = (d) + (e)
(g) Value Added Tax
(h) Total Price
[Signature]
[Name of Authorized Representative]
[Title/Position]

## 4.5.1.
[Bidder's Letterhead]
[Date]
Name of Contract/Project: Refurbishment of Amphitheater
Location: Villa Lucinda Extension Campus, Tarlac State University
Detailed Unit Price Analysis
|  | Qty. | Unit | Unit Price | Total Price
4 | Architectural Works
4.5 | Façade Cladding
4.5.1. | 4 mm thick Aluminum Composite Panel (Teracotta and Light-gray) | 1 | lot
A. | Materials
Item No. | Description | Qty. | Unit | Unit Cost | Total Cost
1
2
3
4
5
6
7
8
9
10
(a) Total Cost of Materials
B. | Labor
Item No. | Job Type | Man-Days |  | Wage Rate | Total Cost
1
2
3
4
5
(b) Total Cost of Labor
C. | Equipment Utilization
Item No. | Equipment Utilized | Utilization Period |  | Utilization Rate | Total Cost
1
2
3
4
5
(c) Total Cost for Equipment Utilization
(d) Total Direct Costs = (a) + (b) + (c)
(e) Indirect Costs: OCM and Profit
(f) Total Direct and Indirect Costs = (d) + (e)
(g) Value Added Tax
(h) Total Price
[Signature]
[Name of Authorized Representative]
[Title/Position]

## 4.4.4.
[Bidder's Letterhead]
[Date]
Name of Contract/Project: Refurbishment of Amphitheater
Location: Villa Lucinda Extension Campus, Tarlac State University
Detailed Unit Price Analysis
|  | Qty. | Unit | Unit Price | Total Price
4 | Architectural Works
4.4 | Logo and Monolith
4.4.4. | Steel Framing including epoxy primer painting and consumables (welding rods, cutting disc, etc.) | 1 | lot
A. | Materials
Item No. | Description | Qty. | Unit | Unit Cost | Total Cost
1
2
3
4
5
6
7
8
9
10
(a) Total Cost of Materials
B. | Labor
Item No. | Job Type | Man-Days |  | Wage Rate | Total Cost
1
2
3
4
5
(b) Total Cost of Labor
C. | Equipment Utilization
Item No. | Equipment Utilized | Utilization Period |  | Utilization Rate | Total Cost
1
2
3
4
5
(c) Total Cost for Equipment Utilization
(d) Total Direct Costs = (a) + (b) + (c)
(e) Indirect Costs: OCM and Profit
(f) Total Direct and Indirect Costs = (d) + (e)
(g) Value Added Tax
(h) Total Price
[Signature]
[Name of Authorized Representative]
[Title/Position]

## 4.4.3.
[Bidder's Letterhead]
[Date]
Name of Contract/Project: Refurbishment of Amphitheater
Location: Villa Lucinda Extension Campus, Tarlac State University
Detailed Unit Price Analysis
|  | Qty. | Unit | Unit Price | Total Price
4 | Architectural Works
4.4 | Logo and Monolith
4.4.3. | 2 mm thick Galvanized Perforated Metal Round Hole Staggered Sheet | 1 | lot
A. | Materials
Item No. | Description | Qty. | Unit | Unit Cost | Total Cost
1
2
3
4
5
6
7
8
9
10
(a) Total Cost of Materials
B. | Labor
Item No. | Job Type | Man-Days |  | Wage Rate | Total Cost
1
2
3
4
5
(b) Total Cost of Labor
C. | Equipment Utilization
Item No. | Equipment Utilized | Utilization Period |  | Utilization Rate | Total Cost
1
2
3
4
5
(c) Total Cost for Equipment Utilization
(d) Total Direct Costs = (a) + (b) + (c)
(e) Indirect Costs: OCM and Profit
(f) Total Direct and Indirect Costs = (d) + (e)
(g) Value Added Tax
(h) Total Price
[Signature]
[Name of Authorized Representative]
[Title/Position]

## 4.4.2.
[Bidder's Letterhead]
[Date]
Name of Contract/Project: Refurbishment of Amphitheater
Location: Villa Lucinda Extension Campus, Tarlac State University
Detailed Unit Price Analysis
|  | Qty. | Unit | Unit Price | Total Price
4 | Architectural Works
4.4 | Logo and Monolith
4.4.2. | 4 mm thick Aluminum Composite Panel (Teracotta and Light-gray) | 1 | lot
A. | Materials
Item No. | Description | Qty. | Unit | Unit Cost | Total Cost
1
2
3
4
5
6
7
8
9
10
(a) Total Cost of Materials
B. | Labor
Item No. | Job Type | Man-Days |  | Wage Rate | Total Cost
1
2
3
4
5
(b) Total Cost of Labor
C. | Equipment Utilization
Item No. | Equipment Utilized | Utilization Period |  | Utilization Rate | Total Cost
1
2
3
4
5
(c) Total Cost for Equipment Utilization
(d) Total Direct Costs = (a) + (b) + (c)
(e) Indirect Costs: OCM and Profit
(f) Total Direct and Indirect Costs = (d) + (e)
(g) Value Added Tax
(h) Total Price
[Signature]
[Name of Authorized Representative]
[Title/Position]

## 4.4.1.
[Bidder's Letterhead]
[Date]
Name of Contract/Project: Refurbishment of Amphitheater
Location: Villa Lucinda Extension Campus, Tarlac State University
Detailed Unit Price Analysis
|  | Qty. | Unit | Unit Price | Total Price
4 | Architectural Works
4.4 | Logo and Monolith
4.4.1. | 0.70 m Ø Stainless Steel with TSU Logo and " TSU AMPHITHEATER " Lettering | 1 | lot
A. | Materials
Item No. | Description | Qty. | Unit | Unit Cost | Total Cost
1
2
3
4
5
6
7
8
9
10
(a) Total Cost of Materials
B. | Labor
Item No. | Job Type | Man-Days |  | Wage Rate | Total Cost
1
2
3
4
5
(b) Total Cost of Labor
C. | Equipment Utilization
Item No. | Equipment Utilized | Utilization Period |  | Utilization Rate | Total Cost
1
2
3
4
5
(c) Total Cost for Equipment Utilization
(d) Total Direct Costs = (a) + (b) + (c)
(e) Indirect Costs: OCM and Profit
(f) Total Direct and Indirect Costs = (d) + (e)
(g) Value Added Tax
(h) Total Price
[Signature]
[Name of Authorized Representative]
[Title/Position]

## 4.3.3.
[Bidder's Letterhead]
[Date]
Name of Contract/Project: Refurbishment of Amphitheater
Location: Villa Lucinda Extension Campus, Tarlac State University
Detailed Unit Price Analysis
|  | Qty. | Unit | Unit Price | Total Price
4 | Architectural Works
4.3 | Parapet Cladding and Gutter
4.3.3. | Water Proofing for Concrete Gutter | 1 | lot
A. | Materials
Item No. | Description | Qty. | Unit | Unit Cost | Total Cost
1
2
3
4
5
6
7
8
9
10
(a) Total Cost of Materials
B. | Labor
Item No. | Job Type | Man-Days |  | Wage Rate | Total Cost
1
2
3
4
5
(b) Total Cost of Labor
C. | Equipment Utilization
Item No. | Equipment Utilized | Utilization Period |  | Utilization Rate | Total Cost
1
2
3
4
5
(c) Total Cost for Equipment Utilization
(d) Total Direct Costs = (a) + (b) + (c)
(e) Indirect Costs: OCM and Profit
(f) Total Direct and Indirect Costs = (d) + (e)
(g) Value Added Tax
(h) Total Price
[Signature]
[Name of Authorized Representative]
[Title/Position]

## 4.3.2.
[Bidder's Letterhead]
[Date]
Name of Contract/Project: Refurbishment of Amphitheater
Location: Villa Lucinda Extension Campus, Tarlac State University
Detailed Unit Price Analysis
|  | Qty. | Unit | Unit Price | Total Price
4 | Architectural Works
4.3 | Parapet Cladding and Gutter
4.3.2. | Steel Framing including epoxy primer painting and consumables (welding rods, cutting disc, etc.) | 1 | lot
A. | Materials
Item No. | Description | Qty. | Unit | Unit Cost | Total Cost
1
2
3
4
5
6
7
8
9
10
(a) Total Cost of Materials
B. | Labor
Item No. | Job Type | Man-Days |  | Wage Rate | Total Cost
1
2
3
4
5
(b) Total Cost of Labor
C. | Equipment Utilization
Item No. | Equipment Utilized | Utilization Period |  | Utilization Rate | Total Cost
1
2
3
4
5
(c) Total Cost for Equipment Utilization
(d) Total Direct Costs = (a) + (b) + (c)
(e) Indirect Costs: OCM and Profit
(f) Total Direct and Indirect Costs = (d) + (e)
(g) Value Added Tax
(h) Total Price
[Signature]
[Name of Authorized Representative]
[Title/Position]

## 4.3.1.
[Bidder's Letterhead]
[Date]
Name of Contract/Project: Refurbishment of Amphitheater
Location: Villa Lucinda Extension Campus, Tarlac State University
Detailed Unit Price Analysis
|  | Qty. | Unit | Unit Price | Total Price
4 | Architectural Works
4.3 | Parapet Cladding and Gutter
4.3.1. | 4 mm thick Aluminum Composite Panel (Light-gray) | 1 | lot
A. | Materials
Item No. | Description | Qty. | Unit | Unit Cost | Total Cost
1
2
3
4
5
6
7
8
9
10
(a) Total Cost of Materials
B. | Labor
Item No. | Job Type | Man-Days |  | Wage Rate | Total Cost
1
2
3
4
5
(b) Total Cost of Labor
C. | Equipment Utilization
Item No. | Equipment Utilized | Utilization Period |  | Utilization Rate | Total Cost
1
2
3
4
5
(c) Total Cost for Equipment Utilization
(d) Total Direct Costs = (a) + (b) + (c)
(e) Indirect Costs: OCM and Profit
(f) Total Direct and Indirect Costs = (d) + (e)
(g) Value Added Tax
(h) Total Price
[Signature]
[Name of Authorized Representative]
[Title/Position]

## 4.2.3.
[Bidder's Letterhead]
[Date]
Name of Contract/Project: Refurbishment of Amphitheater
Location: Villa Lucinda Extension Campus, Tarlac State University
Detailed Unit Price Analysis
|  | Qty. | Unit | Unit Price | Total Price
4 | Architectural Works
4.2 | Roofing Works
4.2.3. | 10 mm thick Aluminum Fim Laminated Foam Two Sided w/ 12.5 mm welded wire #21 and Down Spout Strainer including consumables (tekscrew, blind rivets, sealant etc.) | 1 | lot
A. | Materials
Item No. | Description | Qty. | Unit | Unit Cost | Total Cost
1
2
3
4
5
6
7
8
9
10
(a) Total Cost of Materials
B. | Labor
Item No. | Job Type | Man-Days |  | Wage Rate | Total Cost
1
2
3
4
5
(b) Total Cost of Labor
C. | Equipment Utilization
Item No. | Equipment Utilized | Utilization Period |  | Utilization Rate | Total Cost
1
2
3
4
5
(c) Total Cost for Equipment Utilization
(d) Total Direct Costs = (a) + (b) + (c)
(e) Indirect Costs: OCM and Profit
(f) Total Direct and Indirect Costs = (d) + (e)
(g) Value Added Tax
(h) Total Price
[Signature]
[Name of Authorized Representative]
[Title/Position]

## 4.2.2.
[Bidder's Letterhead]
[Date]
Name of Contract/Project: Refurbishment of Amphitheater
Location: Villa Lucinda Extension Campus, Tarlac State University
Detailed Unit Price Analysis
|  | Qty. | Unit | Unit Price | Total Price
4 | Architectural Works
4.2 | Roofing Works
4.2.2. | 0.50 mm thick Prepainted Roof Flashing and Sheet Gutter | 1 | lot
A. | Materials
Item No. | Description | Qty. | Unit | Unit Cost | Total Cost
1
2
3
4
5
6
7
8
9
10
(a) Total Cost of Materials
B. | Labor
Item No. | Job Type | Man-Days |  | Wage Rate | Total Cost
1
2
3
4
5
(b) Total Cost of Labor
C. | Equipment Utilization
Item No. | Equipment Utilized | Utilization Period |  | Utilization Rate | Total Cost
1
2
3
4
5
(c) Total Cost for Equipment Utilization
(d) Total Direct Costs = (a) + (b) + (c)
(e) Indirect Costs: OCM and Profit
(f) Total Direct and Indirect Costs = (d) + (e)
(g) Value Added Tax
(h) Total Price
[Signature]
[Name of Authorized Representative]
[Title/Position]

## 4.2.1.
[Bidder's Letterhead]
[Date]
Name of Contract/Project: Refurbishment of Amphitheater
Location: Villa Lucinda Extension Campus, Tarlac State University
Detailed Unit Price Analysis
|  | Qty. | Unit | Unit Price | Total Price
4 | Architectural Works
4.2 | Roofing Works
4.2.1. | 0.50 mm thick Prepainted Rib Type Roofing | 1 | lot
A. | Materials
Item No. | Description | Qty. | Unit | Unit Cost | Total Cost
1
2
3
4
5
6
7
8
9
10
(a) Total Cost of Materials
B. | Labor
Item No. | Job Type | Man-Days |  | Wage Rate | Total Cost
1
2
3
4
5
(b) Total Cost of Labor
C. | Equipment Utilization
Item No. | Equipment Utilized | Utilization Period |  | Utilization Rate | Total Cost
1
2
3
4
5
(c) Total Cost for Equipment Utilization
(d) Total Direct Costs = (a) + (b) + (c)
(e) Indirect Costs: OCM and Profit
(f) Total Direct and Indirect Costs = (d) + (e)
(g) Value Added Tax
(h) Total Price
[Signature]
[Name of Authorized Representative]
[Title/Position]

## 4.1.3.
[Bidder's Letterhead]
[Date]
Name of Contract/Project: Refurbishment of Amphitheater
Location: Villa Lucinda Extension Campus, Tarlac State University
Detailed Unit Price Analysis
|  | Qty. | Unit | Unit Price | Total Price
4 | Architectural Works
4.1 | Masonry Works
4.1.3. | Smooth Cement Plastering Exterior Wall, Interior Wall, Beams, Columns etc. | 1761.859 | m²
A. | Materials
Item No. | Description | Qty. | Unit | Unit Cost | Total Cost
1
2
3
4
5
6
7
8
9
10
(a) Total Cost of Materials
B. | Labor
Item No. | Job Type | Man-Days |  | Wage Rate | Total Cost
1
2
3
4
5
(b) Total Cost of Labor
C. | Equipment Utilization
Item No. | Equipment Utilized | Utilization Period |  | Utilization Rate | Total Cost
1
2
3
4
5
(c) Total Cost for Equipment Utilization
(d) Total Direct Costs = (a) + (b) + (c)
(e) Indirect Costs: OCM and Profit
(f) Total Direct and Indirect Costs = (d) + (e)
(g) Value Added Tax
(h) Total Price
[Signature]
[Name of Authorized Representative]
[Title/Position]

## 4.1.2.
[Bidder's Letterhead]
[Date]
Name of Contract/Project: Refurbishment of Amphitheater
Location: Villa Lucinda Extension Campus, Tarlac State University
Detailed Unit Price Analysis
|  | Qty. | Unit | Unit Price | Total Price
4 | Architectural Works
4.1 | Masonry Works
4.1.2. | 5" CHB Wall (including mortar and 10 mm steel reinforcement every three CHB layer and 0.60 m horizontal spacing) | 21.9725 | m²
A. | Materials
Item No. | Description | Qty. | Unit | Unit Cost | Total Cost
1
2
3
4
5
6
7
8
9
10
(a) Total Cost of Materials
B. | Labor
Item No. | Job Type | Man-Days |  | Wage Rate | Total Cost
1
2
3
4
5
(b) Total Cost of Labor
C. | Equipment Utilization
Item No. | Equipment Utilized | Utilization Period |  | Utilization Rate | Total Cost
1
2
3
4
5
(c) Total Cost for Equipment Utilization
(d) Total Direct Costs = (a) + (b) + (c)
(e) Indirect Costs: OCM and Profit
(f) Total Direct and Indirect Costs = (d) + (e)
(g) Value Added Tax
(h) Total Price
[Signature]
[Name of Authorized Representative]
[Title/Position]

## 4.1.1.
[Bidder's Letterhead]
[Date]
Name of Contract/Project: Refurbishment of Amphitheater
Location: Villa Lucinda Extension Campus, Tarlac State University
Detailed Unit Price Analysis
|  | Qty. | Unit | Unit Price | Total Price
4 | Architectural Works
4.1 | Masonry Works
4.1.1. | 4" CHB Wall (including mortar and 10 mm steel reinforcement every three CHB layer and 0.60 m horizontal spacing) | 858.957 | m²
A. | Materials
Item No. | Description | Qty. | Unit | Unit Cost | Total Cost
1
2
3
4
5
6
7
8
9
10
(a) Total Cost of Materials
B. | Labor
Item No. | Job Type | Man-Days |  | Wage Rate | Total Cost
1
2
3
4
5
(b) Total Cost of Labor
C. | Equipment Utilization
Item No. | Equipment Utilized | Utilization Period |  | Utilization Rate | Total Cost
1
2
3
4
5
(c) Total Cost for Equipment Utilization
(d) Total Direct Costs = (a) + (b) + (c)
(e) Indirect Costs: OCM and Profit
(f) Total Direct and Indirect Costs = (d) + (e)
(g) Value Added Tax
(h) Total Price
[Signature]
[Name of Authorized Representative]
[Title/Position]

## 3.8.
[Bidder's Letterhead]
[Date]
Name of Contract/Project: Refurbishment of Amphitheater
Location: Villa Lucinda Extension Campus, Tarlac State University
Detailed Unit Price Analysis
|  | Qty. | Unit | Unit Price | Total Price
3 | Structural Works
3.8 | Steel Trusses & Portal Beams | 1 | lot
A. | Materials
Item No. | Description | Qty. | Unit | Unit Cost | Total Cost
1
2
3
4
5
6
7
8
9
10
(a) Total Cost of Materials
B. | Labor
Item No. | Job Type | Man-Days |  | Wage Rate | Total Cost
1
2
3
4
5
(b) Total Cost of Labor
C. | Equipment Utilization
Item No. | Equipment Utilized | Utilization Period |  | Utilization Rate | Total Cost
1
2
3
4
5
(c) Total Cost for Equipment Utilization
(d) Total Direct Costs = (a) + (b) + (c)
(e) Indirect Costs: OCM and Profit
(f) Total Direct and Indirect Costs = (d) + (e)
(g) Value Added Tax
(h) Total Price
[Signature]
[Name of Authorized Representative]
[Title/Position]

## 3.7.
[Bidder's Letterhead]
[Date]
Name of Contract/Project: Refurbishment of Amphitheater
Location: Villa Lucinda Extension Campus, Tarlac State University
Detailed Unit Price Analysis
|  | Qty. | Unit | Unit Price | Total Price
3 | Structural Works
3.7 | Logo Monolith Structural | 2.4387 | m³
A. | Materials
Item No. | Description | Qty. | Unit | Unit Cost | Total Cost
1
2
3
4
5
6
7
8
9
10
(a) Total Cost of Materials
B. | Labor
Item No. | Job Type | Man-Days |  | Wage Rate | Total Cost
1
2
3
4
5
(b) Total Cost of Labor
C. | Equipment Utilization
Item No. | Equipment Utilized | Utilization Period |  | Utilization Rate | Total Cost
1
2
3
4
5
(c) Total Cost for Equipment Utilization
(d) Total Direct Costs = (a) + (b) + (c)
(e) Indirect Costs: OCM and Profit
(f) Total Direct and Indirect Costs = (d) + (e)
(g) Value Added Tax
(h) Total Price
[Signature]
[Name of Authorized Representative]
[Title/Position]

## 3.6.
[Bidder's Letterhead]
[Date]
Name of Contract/Project: Refurbishment of Amphitheater
Location: Villa Lucinda Extension Campus, Tarlac State University
Detailed Unit Price Analysis
|  | Qty. | Unit | Unit Price | Total Price
3 | Structural Works
3.6 | Roof Beam | 4.433 | m³
A. | Materials
Item No. | Description | Qty. | Unit | Unit Cost | Total Cost
1
2
3
4
5
6
7
8
9
10
(a) Total Cost of Materials
B. | Labor
Item No. | Job Type | Man-Days |  | Wage Rate | Total Cost
1
2
3
4
5
(b) Total Cost of Labor
C. | Equipment Utilization
Item No. | Equipment Utilized | Utilization Period |  | Utilization Rate | Total Cost
1
2
3
4
5
(c) Total Cost for Equipment Utilization
(d) Total Direct Costs = (a) + (b) + (c)
(e) Indirect Costs: OCM and Profit
(f) Total Direct and Indirect Costs = (d) + (e)
(g) Value Added Tax
(h) Total Price
[Signature]
[Name of Authorized Representative]
[Title/Position]

## 3.5.
[Bidder's Letterhead]
[Date]
Name of Contract/Project: Refurbishment of Amphitheater
Location: Villa Lucinda Extension Campus, Tarlac State University
Detailed Unit Price Analysis
|  | Qty. | Unit | Unit Price | Total Price
3 | Structural Works
3.5 | Column | 11.4114 | m³
A. | Materials
Item No. | Description | Qty. | Unit | Unit Cost | Total Cost
1
2
3
4
5
6
7
8
9
10
(a) Total Cost of Materials
B. | Labor
Item No. | Job Type | Man-Days |  | Wage Rate | Total Cost
1
2
3
4
5
(b) Total Cost of Labor
C. | Equipment Utilization
Item No. | Equipment Utilized | Utilization Period |  | Utilization Rate | Total Cost
1
2
3
4
5
(c) Total Cost for Equipment Utilization
(d) Total Direct Costs = (a) + (b) + (c)
(e) Indirect Costs: OCM and Profit
(f) Total Direct and Indirect Costs = (d) + (e)
(g) Value Added Tax
(h) Total Price
[Signature]
[Name of Authorized Representative]
[Title/Position]

## 3.4.
[Bidder's Letterhead]
[Date]
Name of Contract/Project: Refurbishment of Amphitheater
Location: Villa Lucinda Extension Campus, Tarlac State University
Detailed Unit Price Analysis
|  | Qty. | Unit | Unit Price | Total Price
3 | Structural Works
3.4 | Slab on Grade, Zocalo, Ramp, Plantbox and Stairs | 31.47 | m³
A. | Materials
Item No. | Description | Qty. | Unit | Unit Cost | Total Cost
1
2
3
4
5
6
7
8
9
10
(a) Total Cost of Materials
B. | Labor
Item No. | Job Type | Man-Days |  | Wage Rate | Total Cost
1
2
3
4
5
(b) Total Cost of Labor
C. | Equipment Utilization
Item No. | Equipment Utilized | Utilization Period |  | Utilization Rate | Total Cost
1
2
3
4
5
(c) Total Cost for Equipment Utilization
(d) Total Direct Costs = (a) + (b) + (c)
(e) Indirect Costs: OCM and Profit
(f) Total Direct and Indirect Costs = (d) + (e)
(g) Value Added Tax
(h) Total Price
[Signature]
[Name of Authorized Representative]
[Title/Position]

## 3.3.
[Bidder's Letterhead]
[Date]
Name of Contract/Project: Refurbishment of Amphitheater
Location: Villa Lucinda Extension Campus, Tarlac State University
Detailed Unit Price Analysis
|  | Qty. | Unit | Unit Price | Total Price
3 | Structural Works
3.3 | Grade Beam and Tie Beam | 5.56 | m³
A. | Materials
Item No. | Description | Qty. | Unit | Unit Cost | Total Cost
1
2
3
4
5
6
7
8
9
10
(a) Total Cost of Materials
B. | Labor
Item No. | Job Type | Man-Days |  | Wage Rate | Total Cost
1
2
3
4
5
(b) Total Cost of Labor
C. | Equipment Utilization
Item No. | Equipment Utilized | Utilization Period |  | Utilization Rate | Total Cost
1
2
3
4
5
(c) Total Cost for Equipment Utilization
(d) Total Direct Costs = (a) + (b) + (c)
(e) Indirect Costs: OCM and Profit
(f) Total Direct and Indirect Costs = (d) + (e)
(g) Value Added Tax
(h) Total Price
[Signature]
[Name of Authorized Representative]
[Title/Position]

## 3.2.
[Bidder's Letterhead]
[Date]
Name of Contract/Project: Refurbishment of Amphitheater
Location: Villa Lucinda Extension Campus, Tarlac State University
Detailed Unit Price Analysis
|  | Qty. | Unit | Unit Price | Total Price
3 | Structural Works
3.2 | Wall Footing | 4.4 | m³
A. | Materials
Item No. | Description | Qty. | Unit | Unit Cost | Total Cost
1
2
3
4
5
6
7
8
9
10
(a) Total Cost of Materials
B. | Labor
Item No. | Job Type | Man-Days |  | Wage Rate | Total Cost
1
2
3
4
5
(b) Total Cost of Labor
C. | Equipment Utilization
Item No. | Equipment Utilized | Utilization Period |  | Utilization Rate | Total Cost
1
2
3
4
5
(c) Total Cost for Equipment Utilization
(d) Total Direct Costs = (a) + (b) + (c)
(e) Indirect Costs: OCM and Profit
(f) Total Direct and Indirect Costs = (d) + (e)
(g) Value Added Tax
(h) Total Price
[Signature]
[Name of Authorized Representative]
[Title/Position]

## 3.1.
[Bidder's Letterhead]
[Date]
Name of Contract/Project: Refurbishment of Amphitheater
Location: Villa Lucinda Extension Campus, Tarlac State University
Detailed Unit Price Analysis
|  | Qty. | Unit | Unit Price | Total Price
3 | Structural Works
3.1 | Column Footing | 5.7 | m³
A. | Materials
Item No. | Description | Qty. | Unit | Unit Cost | Total Cost
1
2
3
4
5
6
7
8
9
10
(a) Total Cost of Materials
B. | Labor
Item No. | Job Type | Man-Days |  | Wage Rate | Total Cost
1
2
3
4
5
(b) Total Cost of Labor
C. | Equipment Utilization
Item No. | Equipment Utilized | Utilization Period |  | Utilization Rate | Total Cost
1
2
3
4
5
(c) Total Cost for Equipment Utilization
(d) Total Direct Costs = (a) + (b) + (c)
(e) Indirect Costs: OCM and Profit
(f) Total Direct and Indirect Costs = (d) + (e)
(g) Value Added Tax
(h) Total Price
[Signature]
[Name of Authorized Representative]
[Title/Position]

## 2.4.
[Bidder's Letterhead]
[Date]
Name of Contract/Project: Refurbishment of Amphitheater
Location: Villa Lucinda Extension Campus, Tarlac State University
Detailed Unit Price Analysis
|  | Qty. | Unit | Unit Price | Total Price
2 | Demolition, Hauling, Disposal and Repair Works
2.4 | Termite Control | 1 | lot
A. | Materials
Item No. | Description | Qty. | Unit | Unit Cost | Total Cost
1
2
3
4
5
6
7
8
9
10
(a) Total Cost of Materials
B. | Labor
Item No. | Job Type | Man-Days |  | Wage Rate | Total Cost
1
2
3
4
5
(b) Total Cost of Labor
C. | Equipment Utilization
Item No. | Equipment Utilized | Utilization Period |  | Utilization Rate | Total Cost
1
2
3
4
5
(c) Total Cost for Equipment Utilization
(d) Total Direct Costs = (a) + (b) + (c)
(e) Indirect Costs: OCM and Profit
(f) Total Direct and Indirect Costs = (d) + (e)
(g) Value Added Tax
(h) Total Price
[Signature]
[Name of Authorized Representative]
[Title/Position]

## 2.3.
[Bidder's Letterhead]
[Date]
Name of Contract/Project: Refurbishment of Amphitheater
Location: Villa Lucinda Extension Campus, Tarlac State University
Detailed Unit Price Analysis
|  | Qty. | Unit | Unit Price | Total Price
2 | Demolition, Hauling, Disposal and Repair Works
2.3 | Repair of Existing Walls, Concrete Gutter and all affected/damaged areas | 1 | lot
A. | Materials
Item No. | Description | Qty. | Unit | Unit Cost | Total Cost
1
2
3
4
5
6
7
8
9
10
(a) Total Cost of Materials
B. | Labor
Item No. | Job Type | Man-Days |  | Wage Rate | Total Cost
1
2
3
4
5
(b) Total Cost of Labor
C. | Equipment Utilization
Item No. | Equipment Utilized | Utilization Period |  | Utilization Rate | Total Cost
1
2
3
4
5
(c) Total Cost for Equipment Utilization
(d) Total Direct Costs = (a) + (b) + (c)
(e) Indirect Costs: OCM and Profit
(f) Total Direct and Indirect Costs = (d) + (e)
(g) Value Added Tax
(h) Total Price
[Signature]
[Name of Authorized Representative]
[Title/Position]

## 2.2.
[Bidder's Letterhead]
[Date]
Name of Contract/Project: Refurbishment of Amphitheater
Location: Villa Lucinda Extension Campus, Tarlac State University
Detailed Unit Price Analysis
|  | Qty. | Unit | Unit Price | Total Price
2 | Demolition, Hauling, Disposal and Repair Works
2.2 | Disposal/Hauling of Debris and Scrap Materials from affected areas | 1 | lot
A. | Materials
Item No. | Description | Qty. | Unit | Unit Cost | Total Cost
1
2
3
4
5
6
7
8
9
10
(a) Total Cost of Materials
B. | Labor
Item No. | Job Type | Man-Days |  | Wage Rate | Total Cost
1
2
3
4
5
(b) Total Cost of Labor
C. | Equipment Utilization
Item No. | Equipment Utilized | Utilization Period |  | Utilization Rate | Total Cost
1
2
3
4
5
(c) Total Cost for Equipment Utilization
(d) Total Direct Costs = (a) + (b) + (c)
(e) Indirect Costs: OCM and Profit
(f) Total Direct and Indirect Costs = (d) + (e)
(g) Value Added Tax
(h) Total Price
[Signature]
[Name of Authorized Representative]
[Title/Position]

## 2.1.
[Bidder's Letterhead]
[Date]
Name of Contract/Project: Refurbishment of Amphitheater
Location: Villa Lucinda Extension Campus, Tarlac State University
Detailed Unit Price Analysis
|  | Qty. | Unit | Unit Price | Total Price
2 | Demolition, Hauling, Disposal and Repair Works
2.1 | Demoliton/Removal of Existing Affected Areas (trees, CHB walls, concrete slabs, steel pipes, electrical & plumbing wires, pipes & fixtures, tiles & floor finishes, ceiling boards, roof, c-purlins, door & jamb, window, scraping of old paint etc.) | 1 | lot
A. | Materials
Item No. | Description | Qty. | Unit | Unit Cost | Total Cost
1
2
3
4
5
6
7
8
9
10
(a) Total Cost of Materials
B. | Labor
Item No. | Job Type | Man-Days |  | Wage Rate | Total Cost
1
2
3
4
5
(b) Total Cost of Labor
C. | Equipment Utilization
Item No. | Equipment Utilized | Utilization Period |  | Utilization Rate | Total Cost
1
2
3
4
5
(c) Total Cost for Equipment Utilization
(d) Total Direct Costs = (a) + (b) + (c)
(e) Indirect Costs: OCM and Profit
(f) Total Direct and Indirect Costs = (d) + (e)
(g) Value Added Tax
(h) Total Price
[Signature]
[Name of Authorized Representative]
[Title/Position]

## 1.4.
[Bidder's Letterhead]
[Date]
Name of Contract/Project: Refurbishment of Amphitheater
Location: Villa Lucinda Extension Campus, Tarlac State University
Detailed Unit Price Analysis
|  | Qty. | Unit | Unit Price | Total Price
1 | General Requirements
1.4 | Bonds,Testings, Permits, and Clearances | 1 | lot
A. | Materials
Item No. | Description | Qty. | Unit | Unit Cost | Total Cost
1
2
3
4
5
6
7
8
9
10
(a) Total Cost of Materials
B. | Labor
Item No. | Job Type | Man-Days |  | Wage Rate | Total Cost
1
2
3
4
5
(b) Total Cost of Labor
C. | Equipment Utilization
Item No. | Equipment Utilized | Utilization Period |  | Utilization Rate | Total Cost
1
2
3
4
5
(c) Total Cost for Equipment Utilization
(d) Total Direct Costs = (a) + (b) + (c)
(e) Indirect Costs: OCM and Profit
(f) Total Direct and Indirect Costs = (d) + (e)
(g) Value Added Tax
(h) Total Price
[Signature]
[Name of Authorized Representative]
[Title/Position]

## 1.3.
[Bidder's Letterhead]
[Date]
Name of Contract/Project: Refurbishment of Amphitheater
Location: Villa Lucinda Extension Campus, Tarlac State University
Detailed Unit Price Analysis
|  | Qty. | Unit | Unit Price | Total Price
1 | General Requirements
1.3 | Temporary Facilities, Billboard, and Barricade | 1 | lot
A. | Materials
Item No. | Description | Qty. | Unit | Unit Cost | Total Cost
1
2
3
4
5
6
7
8
9
10
(a) Total Cost of Materials
B. | Labor
Item No. | Job Type | Man-Days |  | Wage Rate | Total Cost
1
2
3
4
5
(b) Total Cost of Labor
C. | Equipment Utilization
Item No. | Equipment Utilized | Utilization Period |  | Utilization Rate | Total Cost
1
2
3
4
5
(c) Total Cost for Equipment Utilization
(d) Total Direct Costs = (a) + (b) + (c)
(e) Indirect Costs: OCM and Profit
(f) Total Direct and Indirect Costs = (d) + (e)
(g) Value Added Tax
(h) Total Price
[Signature]
[Name of Authorized Representative]
[Title/Position]

## 1.2.
[Bidder's Letterhead]
[Date]
Name of Contract/Project: Refurbishment of Amphitheater
Location: Villa Lucinda Extension Campus, Tarlac State University
Detailed Unit Price Analysis
|  | Qty. | Unit | Unit Price | Total Price
1 | General Requirements
1.2 | Construction Occupational Safety & Health (New Normal) | 1 | lot
A. | Materials
Item No. | Description | Qty. | Unit | Unit Cost | Total Cost
1
2
3
4
5
6
7
8
9
10
(a) Total Cost of Materials
B. | Labor
Item No. | Job Type | Man-Days |  | Wage Rate | Total Cost
1
2
3
4
5
(b) Total Cost of Labor
C. | Equipment Utilization
Item No. | Equipment Utilized | Utilization Period |  | Utilization Rate | Total Cost
1
2
3
4
5
(c) Total Cost for Equipment Utilization
(d) Total Direct Costs = (a) + (b) + (c)
(e) Indirect Costs: OCM and Profit
(f) Total Direct and Indirect Costs = (d) + (e)
(g) Value Added Tax
(h) Total Price
[Signature]
[Name of Authorized Representative]
[Title/Position]

## 1.1.
[Bidder's Letterhead]
[Date]
Name of Contract/Project: Refurbishment of Amphitheater
Location: Villa Lucinda Extension Campus, Tarlac State University
Detailed Unit Price Analysis
|  | Qty. | Unit | Unit Price | Total Price
1 | General Requirements
1.1 | Mobilization & Demobilization | 1 | lot
A. | Materials
Item No. | Description | Qty. | Unit | Unit Cost | Total Cost
1
2
3
4
5
6
7
8
9
10
(a) Total Cost of Materials
B. | Labor
Item No. | Job Type | Man-Days |  | Wage Rate | Total Cost
1
2
3
4
5
(b) Total Cost of Labor
C. | Equipment Utilization
Item No. | Equipment Utilized | Utilization Period |  | Utilization Rate | Total Cost
1
2
3
4
5
(c) Total Cost for Equipment Utilization
(d) Total Direct Costs = (a) + (b) + (c)
(e) Indirect Costs: OCM and Profit
(f) Total Direct and Indirect Costs = (d) + (e)
(g) Value Added Tax
(h) Total Price
[Signature]
[Name of Authorized Representative]
[Title/Position]

## Footings (hidden)
69.2497
conc | 5.7
12mm | 10 | 0.88782 | 19 | 168.6851

## CHB Wall & FTG (hidden)
[7 empty] | 0.30825 | 0.6741 | 0.693
[5 empty] | 0.71775 | 0.3915
0.324
3.1086 |  | 58.18
10.4724
12mm | pc
| 42 | 5.3269 | 223.7297
10mm | pc
| 22 | 3.6992 | 81.3831
g1 | 1.7454
peremeter
|  | 66.68 | 4.0008
excav |  | 12.0024
12mm |  | 200.04 | 0.88782 | 177.5987
10mm |  | 111.1333 | 0.61654 | 68.518
2.0004

## TILES (hidden)
CONCRETE TOPPING |  |  |  | 1 IS TO 6 |  | 1 cum = 1000 kg
50 kg = 1 bag of cement
606MM X 600MM TILE
AT 75MM TOPPING
| VOL | 0.027 | cum
| cement | 0.0038571 | cu m
| sand | 0.023143 | cu m
| total | 0.027 | cu m
FOR CEMENT
| total kg | 3.8571 | kg |  | price | tota price | labor
| total bag | 0.077143 | bag |  | 240 | 18.5143 | 75
FOR SAND
| total vol | 0.023143 | cu m |  | 350 | 8.1
Grout | total kg | 0.14286 | kg |  | 76 | 10.8571
Adhesive | total kg | 1.5 | kg |  | 15 | 22.5
Tiles 60cm x 60cm | qty | 1 | pc |  | 190 | 190
[5 empty] | Material | Labor
|  |  |  | total cost per tile | 249.9714 | 74.9914
[5 empty] | 250 | 75
|  |  |  | total cost per area | 695 | 209
900
205
0.29496

## Columns (hidden)
AT VESTIBULE |  | Column 1 | 6.65 |  |  |  | Column 2 | 6.65
AT MIDDLE |  | Column 1 | 5.9
AT REAR |  | Column 1 | 5.3 |  |  |  | Column 2 | 5.3
L
c1 | 8.379 |  | 12mm | 944.3 | 0.88782 | 838.3648
c2 | 1.995 |  | 10mm | 947.625 | 0.61654 | 584.2478
| 10.374 |  |  | L
33.25
1.5
49.875
947.625

## Grade & Tie Beams (hidden)
GRADE & TIE BEAM |  | LENGTH | 64.1
TIE WIRE: 3.21 KGS |  |  |  | TIE WIRE: 3.21 KGS | 1.55 KGS | TIE WIRE: 3.21 KGS | 0.83 KGS | TIE WIRE: 3.21 KGS | 0.95 KGS | TIE WIRE: 3.21 KGS | 1.27 KGS | TIE WIRE: 3.21 KGS | 0.75 KGS | TIE WIRE: 3.21 KGS | 1.43 KGS | TIE WIRE: 3.21 KGS | 6.10 KGS | TIE WIRE: 3.21 KGS | 2.86 KGS | TIE WIRE: 3.21 KGS | 1.51 KGS | TIE WIRE: 3.21 KGS | 0.83 KGS
3.975
12mm | 71pcs | 378.2097
10mm | 109pcs | 403.2165
21.29kgs
84.29
5.5631 | 7.4175 | 1.6858

## Roof Beams (hidden)
| per |  | vol
conc | 67.13 | 0.06 | 4.0278
12mm | 268.52 | 0.88782 | 238.3964
10mm | 335.65 | 0.61654 | 206.9413

## Trusses (hidden)
TRUSS 1 |  |  |  |  | TOTAL
| m | SINGLE/DOUBLE ANGLE | [5 empty] | 2"*2"*6"
Main Chords | 25.34 | 50.68 | 12.14 |  | 152.04 | m |  | 229.99
Diagonal Web Chords (RED) | 20.2964 | 20.2964 |  |  | 60.8892 | m
Web Chords (Black) | 16.5568 | 16.5568 |  |  | 49.6704 | m
Gutter | width
Web Chords (RED) | 0.3 | 0.3 |  |  | 0.9
Web Chords (Black) | 0.54 | 0.54 |  |  | 1.62
Plain sheet | 1.54 | 6.5 |  |  | 12 | pcs 1.2x2.4
2x3 Tubular | 1.1 | 1.1 |  |  | 3.3
2x3 Tubular | 0.85 | 0.85 |  |  | 2.55
Roofing | pcs | length
C-Purlins | 22 | 6.5 |  |  | 143 | m
Rib type long span | 5.9091 | 6.2 |  |  | 6 | pcs x 6.2 m length
Aluminum foil anf welded wire mesh
Angle Cleates - 2 x 2 angle bar | 22 | 0.1 |  |  | 2.2 | m
TRUSS 2 |  |  |  |  | TOTAL
| m | SINGLE/DOUBLE ANGLE
Main Chords | 6.4 | 6.4 |  |  | 25.6 | m
Diagonal Web Chords | 4.5 | 4.5 |  |  | 18 | m
Gutter | pcs | length
2 x 6 C purlins sinepa | 1 | 7.42 |  |  | 7.42 | m
2 x 4 C purlins sinepa | 1 | 7.42 |  |  | 7.42 | m
Plain sheet | 6.1833 |  |  |  | 7 | pcs 1.2x2.4
Roofing | pcs | length
C-Purlins | 6 | 7.42 |  |  | 44.52 | m
Rib type long span | 6.7455 | 3.03 |  |  | 7 | pcs x 3.03m length
Aluminum foil anf welded wire mesh
Angle Cleates - 2 x 2 angle bar | 6 | 0.1 |  |  | 0.6 | m
TRUSS 3 |  |  |  |  | TOTAL
| m | SINGLE/DOUBLE ANGLE
Main Chords | 17.45 | 17.45 |  |  | 52.35 | m
Diagonal Web Chords 1 1/2 x 1 1/2 | 13.8 | 13.8 |  |  | 41.4 | m
Gutter | pcs | length
Plain sheet | 1.2167 | 2.4 |  |  | 2 | pcs 1.2x2.4
Roofing | pcs | length
C-Purlins | 15 | 2.92 |  |  | 43.8 | m
Rib type long span | 2.6545 | 8.36 |  |  | 3 | pcs x 8.36m length
Aluminum foil anf welded wire mesh
Angle Cleates - 2 x 2 angle bar | 6 | 0.1 |  |  | 0.6 | m
TRUSS 1 | L | double | m | # truss | total L
1 1/2" X 1 1/2" X 5mm Steel Angle Bar | 25.33 | 2 | 50.66 | 3 | 151.98 |  | 368.42
1 1/4" X 1 1/4" X 3.5mm Steel Angle Bar | 34 | 2 | 68 | 3 | 204 |  | 385.76
TRUSS 2
1 1/2" X 1 1/2" X 5mm Steel Angle Bar | 6.4 | 2 | 12.8 | 4 | 51.2
1 1/4" X 1 1/4" X 3.5mm Steel Angle Bar | 4.04 | 2 | 8.08 | 4 | 32.32
TRUSS 3
1 1/2" X 1 1/2" X 5mm Steel Angle Bar | 17.45 | 2 | 34.9 | 3 | 104.7
1 1/4" X 1 1/4" X 3.5mm Steel Angle Bar | 13.04 | 2 | 26.08 | 3 | 78.24
PORTAL BEAM 1
1 1/2" X 1 1/2" X 5mm Steel Angle Bar | 16.4 | 1 | 16.4 | 1 | 16.4
1 1/4" X 1 1/4" X 3.5mm Steel Angle Bar | 26.4 | 1 | 26.4 | 1 | 26.4
PORTAL BEAM 2
1 1/2" X 1 1/2" X 5mm Steel Angle Bar | 15.32 | 1 | 15.32 | 2 | 30.64
1 1/4" X 1 1/4" X 3.5mm Steel Angle Bar | 19 | 1 | 19 | 2 | 38
PORTAL BEAM 5
1 1/2" X 1 1/2" X 5mm Steel Angle Bar | 6.75 | 1 | 6.75 | 1 | 6.75
1 1/4" X 1 1/4" X 3.5mm Steel Angle Bar | 3.4 | 1 | 3.4 | 1 | 3.4
PORTAL BEAM 6
1 1/2" X 1 1/2" X 5mm Steel Angle Bar | 6.75 | 1 | 6.75 | 1 | 6.75
1 1/4" X 1 1/4" X 3.5mm Steel Angle Bar | 3.4 | 1 | 3.4 | 1 | 3.4
Roofing Materials
2" x 3" x 1.5 mm thk. G.I. C- Purlins
2" x 4" x 1.5 mm thk. G.I. C- Purlins
Epoxy Primer Paint for Steel Truss and Purlins
Consumables (Welding Rods, etc.)

## Masonry wall (hidden)
DESCRIPTION | Perimeter | Height | Area
outside | 79.58 | 6 | 477.48
inside | 64.9 | 6 | 389.4 |  | 197.93
plant box | 133.03 | 2 | 266.06
PLASTERING
outside | 159.16 | 6 | 954.96
inside | 129.8 | 6 | 778.8
plantbox | 266.06 | 2 | 532.12
| AREA | t | Vol
RAMP | 138.4 | 0.1 | 13.84 |  | 85.21 | 0.1 | 8.521
| kg/m2 | kg for 138.4
10mm | 3.6992 | 511.974 |  |  | 209.86
g.i. wire |  | 10.2395
sog | 124.65 | 0.1 | 12.465
|  |  |  | 20.986 | 776.3212
logo
12mm | 54 | 0.88782 | 47.9421
10mm | 48 | 0.61654 | 29.5939
perimeter chb
130.145 | 6.85 | 891.4932
| 207.65 | 0.61654 | 128.0243
hilti | 18 | 21ml | 500ml
450
HILTI Laser Meter
(PD-S #2190182)
HILTI Rebar Scanner (Multidetector PS 50 #2075559)
1" x 2" x 1.5mm | 52.91

## Sheet1 (hidden)
| Masonry | Plastering | Ceiling |  | Painting |  |  |  | Floor
|  |  | Fine Fissured | Gypsum | Wall |  |  | Ceiling | Ceramic Floor Tiles | Vinyl Tiles | Wainscoat | Solid Granite | Ceramic Wall Tiles | Moulding
[5 empty] | Exterior | Interior | Dry Wall
[7 empty] | NEW | [8 empty] | LEC | LAB
CBA | 36.26 | 72.52 | 379.74 | 185.76 | 36.26 | 693.54 | 0 | 185.76 | 565.5 | 90 | 102.06 | 0 | 0 | 70 |  | 9 | 0
ACAD | 62.22 | 124.44 | 237.6 | 194.4 | 62.22 | 469.76 | 0 | 194.4 | 432 | 63 | 79.38 | 0 | 0 | 50 |  | 7 | 0
COS | 71.15 | 142.3 | 410.4 | 219.6 | 71.15 | 632.16 | 0 | 219.6 | 621.72 | 72 | 102.06 | 3.2 | 4 | 56 |  | 7 | 2
CASS | 83.06 | 166.12 | 338.4 | 291.6 | 83.06 | 663.2 | 0 | 291.6 | 630 | 90 | 113.4 | 0 | 0 | 70 |  | 10 | 0
COE | 34.05 | 68.1 | 247.56 | 100.8 | 34.05 | 308.04 | 65.34 | 100.8 | 348.36 | 20.64 | 45.36 | 0 | 0 | 34.2 |  | 4 | 0
COE | 34.05 | 68.1 | 0 | 0 | 34.05 | 34.05 | 65.34 | 0 | 348.36 | 20.64 | 45.36 | 0 | 0 | 34.2 |  | 4 | 0
CT | 4.27 | 8.54 | 43.2 | 28.8 | 4.27 | 90.54 | 0 | 28.8 | 72 | 9.48 | 11.34 | 0 | 0 | 6 |  | 1 | 0
[16 empty] | 42 | 2 | 44
Lintel Beam
84.8 | 0.15 | 0.2 | 1 | 2.544
84.8 | 4 | 0.89 | 1 | 301.888
566 | 0.8 | 0.62 | 1 | 280.736
10 | 0.15 | 0.2 | 1 | 0.3
10 | 4 | 0.89 | 1 | 35.6
67 | 0.8 | 0.62 | 1 | 33.232
9.2 | 0.6 | 0.3 | 1 | 1.656 | E
9.2 | 0.45 | 0.3 | 1 | 1.242 | B
9.2 | 0.05 | 0.3 | 1 | 0.138 | G
9.2 | 0.15 | 0.3 | 1 | 0.414
9.2 | 3 | 0.62 | 1 | 17.112
30 | 0.3 | 0.62 | 1 | 5.58
8 | 2 | 0.62 | 1 | 9.92
20 | 0.2 | 0.62 | 1 | 2.48
Footing
1 | 1 | 0.8 | 6 | 5.28
1 | 1 | 0.2 | 6 | 1.32
1 | 10 | 0.89 | 6 | 53.4
1 | 1 | 0.1 | 6 | 0.66
Wall Footing
21.4 | 0.3 | 0.6 | 1 | 4.2372
21.4 | 0.3 | 0.15 | 1 | 1.0593
27 | 3 | 0.89 | 1 | 72.09
0.3 | 110 | 0.62 | 1 | 20.46
21.4 | 0.3 | 0.05 | 1 | 0.3531
Grade Beam
21.6 | 0.2 | 0.4 | 1 | 1.9008
21.6 | 0.2 | 0.3 | 1 | 1.4256
24 | 6 | 0.89 | 1 | 128.16
1 | 200 | 0.62 | 1 | 124
21.6 | 0.2 | 0.05 | 1 | 0.2376
Column
4 | 0.3 | 0.3 | 6 | 2.376
6 | 8 | 0.89 | 6 | 256.32
1.2 | 40 | 0.62 | 6 | 178.56
Roof Beam
21.6 | 0.25 | 0.35 | 1 | 2.079
24 | 6 | 0.89 | 1 | 128.16
1.2 | 200 | 0.62 | 1 | 148.8
Slab on Grade and Ramp
31.2 | 0.1 | 1 | 1 | 3.432
6 | 30 | 0.62 | 1 | 111.6
31.2 | 1 | 0.2 | 1 | 7.488
31.2 | 1 | 0.05 | 1 | 1.872
Stiffener, Ledge,Lintel
3 | 0.15 | 0.2 | 3 | 0.297
3 | 4 | 0.89 | 3 | 32.04
0.6 | 20 | 0.62 | 3 | 22.32
4 | 0.075 | 0.4 | 1 | 0.132
4 | 2 | 0.62 | 1 | 4.96
0.6 | 12 | 0.62 | 1 | 4.464
9.5 | 0.15 | 0.2 | 1 | 0.3135
9.5 | 4 | 0.89 | 1 | 33.82
0.6 | 65 | 0.62 | 1 | 24.18
2.5 | 0.15 | 0.15 | 1 | 0.061875
[6 empty] | 1 | Structural Works
[6 empty] | 1.1 | Column Footing
[6 empty] | 3.1.1 | Excavation | 0 | m³ | 0.8 | 0.8 | 0.8 | 4 | 1.1 | 2.2528
[6 empty] | 3.1.2 | Concrete 3000 psi | 0 | m³ | 0.8 | 0.8 | 0.2 | 4 | 1.1 | 0.5632
[6 empty] | 3.1.3 | Reinforcement
[6 empty] | 3.1.3.1 | 12 mm Φ x 6 m DSB Grade 40 | 0 | kg | 1 | 10 | 0.00011304 | 7850 | 4 | 39.044
[6 empty] | 3.1.3.2 | #16 GI Tie Wire | 0 | kg | 0.01 | 39.044 |  |  |  | 0.39044
[6 empty] | 3.1.4 | Gravel Bedding G1 | 0 | m³ | 0.8 | 0.8 | 0.1 | 4 | 1.1 | 0.2816
[6 empty] | 3.1.5 | Soil Backfill with Compaction | 0 | m² | [5 empty] | 1.6896
[6 empty] | 3.1.6 | Consumables | 1 | lot
Wall Footing
[6 empty] | 3.2.1 | Excavation | 0 | m³ | 0.3 | 0.6 | 34.3 | 1.1 |  | 6.7914
[6 empty] | 3.2.2 | Concrete 3000 psi | 0 | m³ | 0.3 | 0.1 | 34.3 | 1.1 |  | 1.1319
[6 empty] | 3.2.3 | Reinforcement
[6 empty] | 3.2.3.1 | 12 mm Φ x 6 m DSB Grade 40 | 0 | kg | 34.3 | 3 | 0.00011304 | 7850 | 1.1 | 100.4407
[6 empty] | 3.2.3.2 | 10 mm Φ x 6 m DSB Grade 40 | 0 | kg | 0.5 | 7.85e-05 | 140 | 7850 | 1.1 | 43.1358 |  | 137.2
[6 empty] | 3.2.3.3 | #16 GI Tie Wire | 0 | kg | 0.01 | 143.5765 |  |  |  | 1.4358
[6 empty] | 3.2.4 | Gravel Bedding G1 | 0 | m³ | 34.3 | 0.05 | 0.3 | 1.1 |  | 0.56595
[6 empty] | 3.2.5 | Soil Backfill with Compaction | 0 | m² | [5 empty] | 5.6595
[6 empty] | 3.2.6 | Consumables | 1 | lot
Grade Beam
[6 empty] | 3.3.1 | Excavation | 0 | m³ | 21.4 | 0.4 | 0.2 | 1.1 |  | 1.8832
[6 empty] | 3.3.2 | Concrete 3000 psi | 0 | m³ | 21.4 | 0.3 | 0.2 | 1.1 |  | 1.4124
[6 empty] | 3.3.3 | Reinforcement
[6 empty] | 3.2.3.1 | 12 mm Φ x 6 m DSB Grade 40 | 0 | kg | 24 | 6 | 0.00011304 | 7850 | 1.1 | 140.5585
[6 empty] | 3.2.3.2 | 10 mm Φ x 6 m DSB Grade 40 | 0 | kg | 160 | 0.8 | 7.85e-05 | 7850 | 1.1 | 86.7645
[6 empty] | 3.2.3.3 | #16 GI Tie Wire | 0 | kg | [5 empty] | 2.2732
[6 empty] | 3.3.4 | Gravel Bedding G1 | 0 | m³ | 21.4 | 0.2 | 0.05 | 1.1 |  | 0.2354
[6 empty] | 3.3.5 | Soil Backfill with Compaction | 0 | m² | [5 empty] | 0.4708
[6 empty] | 3.3.6 | Consumables | 1 | lot
Slab on Grade and Ramp
[6 empty] | 3.4.1 | Concrete 3000 psi | 0 | m³ | 0.1 | 33.53 | 1.1 |  |  | 3.6883
[6 empty] | 3.4.2 | Reinforcement
[6 empty] | 3.4.2.1 | 10 mm Φ-6 m DSB Grade 40 | 0.3 | kg | 26 | 6 | 7.85e-05 | 7850 | 1.1 | 105.7442
[6 empty] | 3.4.2.2 | #16 GI Tie Wire | 0.003 | kg | [5 empty] | 1.0574
[6 empty] | 3.4.3 | Gravel Bedding G1 | 0 | m³ | 0.05 | 33.53 | 1.1 |  |  | 1.8442
[6 empty] | 3.4.4 | Soil Embankment with Compaction | 0.3 | m² | 0.2 | 33.53 | 1.1 |  |  | 7.3766
[6 empty] | 3.4.5 | Consumables | 1 | lot
Column
[6 empty] | 3.5.1 | Concrete 3000 psi | 0.8 | m³ | 1.539 | 0.81 | 0.729 | 1.1 | 1.6929 |  | 0.65
[6 empty] | 3.5.2 | Reinforcement | [8 empty] | 7.85e-05
[6 empty] | 3.5.2.1 | 12 mm Φ x 6 m DSB Grade 40 | 0 | kg |  | 4.5 | 4.05 | 0.00011304 | 133.5305 |  | 7850
[6 empty] | 3.5.2.2 | 10 mm Φ x 6 m DSB Grade 40 | 1 | kg |  | 0.00050868 | 0.00045781 |  | 62.5653 |  | 142
[6 empty] | 3.5.2.3 | #16 GI Tie Wire | 0.01 | kg |  | 63.8902 | 57.5012 |  | 1.961
[6 empty] | 3.5.3 | Consumables | 1 | lot
Roof Beam
[6 empty] | 3.6.1 | Concrete 3000 psi | 0 | m³ | 0.0875 | 28.2 | 1.1 |  | 2.7143
[6 empty] | 3.6.2 | Reinforcement
[6 empty] | 3.6.2.1 | 12 mm Φ x 6 m DSB Grade 40 | 0 | kg |  |  |  |  | 140.5585
[6 empty] | 3.6.2.2 | 10 mm Φ x 6 m DSB Grade 40 | 0 | kg | 160 | 1 | 7.85e-05 | 7850 | 108.4556
[6 empty] | 3.6.2.3 | #16 GI Tie Wire | 0 | kg |  |  |  |  | 2.4901
[6 empty] | 3.6.3 | Consumables | 1 | lot
Lintel Beam, Stiffener Column, Ledges and Zocalo
[6 empty] | 3.7.1 | Concrete 3000 psi | 24 | m³
[6 empty] | 3.7.2 | Reinforcement
[6 empty] | 3.7.2.1 | 12 mm Φ x 6 m DSB Grade 40 | 160 | kg
[6 empty] | 3.7.2.2 | 10 mm Φ x 6 m DSB Grade 40 | 42.8 | kg
[6 empty] | 3.7.2.3 | #16 GI Tie Wire | 2.028 | kg
[6 empty] | 3.7.3 | Consumables | 1 | lot
[7 empty] | ledges |  |  | 0.4 | 4 | 0.08 | 1.1 | 0.1408
[7 empty] | Stiff |  |  | 0.15 | 0.2 | 3 | 3 | 0.297
[7 empty] | lintel beam |  |  | 0.15 | 0.2 | 10.7 | 1.1 | 0.3531
[7 empty] | zocalo |  |  | 0.15 | 0.15 | 2.5 | 1.1 | 0.061875
0.85278
[7 empty] | chb wall | 115.3985
[7 empty] | opening | 14.16
101.2385

## EDUC (hidden)
ITEM NO. | DESCRIPTION | QTY | UNIT | MATERIALS | LABOR | ESTIMATED DIRECT COST | MARK-UPS IN PERCENT |  | TOTAL MARK-UP |  | VAT | TOTAL INDIRECT COST | TOTAL COST | UNIT COST
[7 empty] | OCM | PROFIT | % | Value
|  | 1 | pc. |  |  |  | -
|  | 1 | pc.
|  | 2 | pc.
|  | 4 | pc.
|  | 1 | set
|  | 1 | set
|  | 8 | pc.
|  | 2 | pc.
|  | 1 | pc.
|  | 3 | pc.
|  | 1 | pc.
|  | 2 | pc.
|  | 1 | pc.
|  | 1 | pc.
|  | 1 | set
|  | 5 | set
|  | 4 | pc. |  |  |  | 1000 | 220
|  | 1 | pc. |  |  |  | 1000 | 220
|  | 1 | pc. |  |  |  | 1000 | 220
|  | 1 | lot |  |  |  | 2400 | 528
|  | 1 | 2 | 3 | 4 | 5 | 6 | 7 | 8 | 9 | 10 | 11 | 12 | 13
[6 empty] | (3)+(4) |  |  | (6)+(7) | (5) x (8) | 5% ( (5) + (9) ) | (9) + (10) | (5) + (11) | (12) / (3)
1 | General Requirements
1.1 | Construction Occupational Safety & Health | 1 | lot | 30000 | 20000 | 50000 | 0 | 0 | 0 | 0 | 2500 | 2500 | 52500 | 52500
1.2 | Mobilization & Demobilization | 1 | lot | 60000 | 20000 | 80000 | 0 | 0 | 0 | 0 | 4000 | 4000 | 84000 | 84000
1.3 | Temporary Facilities, Billboard and Barricade | 1 | lot | 50000 | 30000 | 80000 | 0 | 0 | 0 | 0 | 4000 | 4000 | 84000 | 84000
[12 empty] | SUB TOTAL | 220500
2 | Demolition, Hauling, Disposal and Repair Works
2.1 | Demoliton/Removal of Existing Structure (CHB walls, slab on fill, partition walls, air conditioning system, septic tank including siphoning, ground floor comfort room slab, parking slab, laboratory concrete tables, plumbing pipes and fixtures electrical wires, pipes and fixtures, tiles & floor finishes, stair nosing, ceiling boards & wooden sprandrel, door & jamb, window casement, scraping of old paint and all other affected areas, etc.) | 1 | lot | 150000 | 600000 | 750000 | 6 | 8 | 14 | 105000 | 42750 | 147750 | 897750 | 897750
2.2 | Hauling and Disposal of Debris and Scrap Materials from Affected Areas | 1 | lot | 0 | 80000 | 80000 | 6 | 8 | 14 | 11200 | 4560 | 15760 | 95760 | 95760
2.3 | Repair of All Affected/Damaged Areas | 1 | lot | 40000 | 30000 | 70000 | 6 | 8 | 14 | 9800 | 3990 | 13790 | 83790 | 83790
[12 empty] | SUB TOTAL | 1077300
3 | Structural Works
3.1 | Wall Footing, Slab on Fill and Steps
3.1.1 | Excavation | 10 | m³ | 0 | 200 | 200 | 6 | 8 | 14 | 28 | 11.4 | 39.4 | 2394 | 239.4
3.1.2 | Concrete 3000 psi | 11.75 | m³ | 3500 | 1000 | 4500 | 6 | 8 | 14 | 630 | 256.5 | 886.5 | 63291.38 | 5386.5004
3.1.3 | Reinforcement
3.1.3.1 | 10 mm Φ-6 m DSB Grade 40 | 423.2 | kg | 48 | 10 | 58 | 6 | 8 | 14 | 8.12 | 3.306 | 11.426 | 29381.08 | 69.426
3.1.3.2 | #16 GI Tie Wire | 4.232 | kg | 80 | 10 | 90 | 6 | 8 | 14 | 12.6 | 5.13 | 17.73 | 455.91 | 107.7292
3.1.4 | Gravel Bedding G1 | 9.37 | m³ | 900 | 100 | 1000 | 6 | 8 | 14 | 140 | 57 | 197 | 11215.89 | 1197
3.1.5 | Compacted Back Fill | 21 | m³ | 0 | 150 | 150 | 6 | 8 | 14 | 21 | 8.55 | 29.55 | 3770.55 | 179.55
3.1.6 | Consumables | 1 | lot | 5000 | 3000 | 8000 | 6 | 8 | 14 | 1120 | 456 | 1576 | 9576 | 9576
[12 empty] | SUB TOTAL | 120084.81
3.2 | Lintel Beam
3.2.1 | Concrete 3000 psi | 6 | m³ | 3500 | 1000 | 4500 | 6 | 8 | 14 | 630 | 256.5 | 886.5 | 32319 | 5386.5
3.2.2 | Reinforcement
3.2.2.1 | 12 mm Φ-6 m DSB Grade 40 | 225.06 | kg | 48 | 10 | 58 | 6 | 8 | 14 | 8.12 | 3.306 | 11.426 | 15625.02 | 69.426
3.2.2.2 | 10 mm Φ-6 m DSB Grade 40 | 450.12 | kg | 48 | 10 | 58 | 6 | 8 | 14 | 8.12 | 3.306 | 11.426 | 31250.03 | 69.426
3.2.2.3 | #16 GI Tie Wire | 6.7518 | kg | 80 | 10 | 90 | 6 | 8 | 14 | 12.6 | 5.13 | 17.73 | 727.37 | 107.7298
3.2.3 | Consumables | 1 | lot | 5000 | 3000 | 8000 | 6 | 8 | 14 | 1120 | 456 | 1576 | 9576 | 9576
[12 empty] | SUB TOTAL | 89497.42
3.3 | Structural Joining Works
3.3.1 | Drilling and Installation of 20 mm Ø Anchored Rebar with 16 mm Ø Lathe & Knot for Support A & Strut Connection including Injectable Adhesive | 252 | set | 650 | 150 | 800 | 6 | 8 | 14 | 112 | 45.6 | 157.6 | 241315.2 | 957.6
3.3.2 | Drilling and Installation of 16 mm Ø HAS-U 5.8 M16 Full Threaded Bolt for Support B including Injectable Adhesive | 108 | set | 500 | 150 | 650 | 6 | 8 | 14 | 91 | 37.05 | 128.05 | 84029.4 | 778.05
3.3.3 | Non-shrink Grout 5000 psi | 1 | lot | 10000 | 5000 | 15000 | 6 | 8 | 14 | 2100 | 855 | 2955 | 17955 | 17955
3.3.4 | Consumables (Hammer Drill Bit, Combihammer, Cartridge Holder, Despenser, Blow-out pump, Roud Steel Brush, etc.) | 1 | lot | 50000 | 20000 | 70000 | 6 | 8 | 14 | 9800 | 3990 | 13790 | 83790 | 83790
[12 empty] | SUB TOTAL | 427089.6
4 | Masonry and Plastering Works
4.1 | 6" CHB Wall (including mortar and 10 mm steel reinforcement every three CHB layer and 0.60 m horizontal spacing) | 650 | m² | 500 | 150 | 650 | 6 | 8 | 14 | 91 | 37.05 | 128.05 | 505732.5 | 778.05
4.2 | Cement Plastering of Interior and Exterior: Walls, etc. | 1350 | m² | 100 | 100 | 200 | 6 | 8 | 14 | 28 | 11.4 | 39.4 | 323190 | 239.4
[12 empty] | SUB TOTAL | 828922.5
5 | Floor & Wall Finishes and Waterproofing Works
5.1 | 600 mm x 600 mm Porcelain Floor Tiles including adhesive, grout and topping | 2832.75 | m² | 700 | 200 | 900 | 6 | 8 | 14 | 126 | 51.3 | 177.3 | 3051721.58 | 1077.3
5.2 | 600 mm x 600 mm Non Skid Porcelain Floor Tiles including adhesive, grout and topping | 378 | m² | 700 | 200 | 900 | 6 | 8 | 14 | 126 | 51.3 | 177.3 | 407219.4 | 1077.3
5.3 | 600 mm x 300 mm Porcelain Wall Tiles including adhesive, grout and topping | 805.5 | m² | 700 | 200 | 900 | 6 | 8 | 14 | 126 | 51.3 | 177.3 | 867765.15 | 1077.3
5.4 | 0.20m x 1.20m x 5.0 mm thk. Vinyl Tiles including adhesive | 127.875 | m² | 900 | 200 | 1100 | 6 | 8 | 14 | 154 | 62.7 | 216.7 | 168373.01 | 1316.7
5.5 | 45 mm x 25 mm x 0.50 mm thk Aluminum Stair Nosing with Luminous Strip | 700 | m² | 400 | 100 | 500 | 6 | 8 | 14 | 70 | 28.5 | 98.5 | 418950 | 598.5
5.6 | Fabrication and Installation of 18.75 mm thk x 0.20 m width x 4.80 m length x 0.90 m height Wainscot Marine Plywood with S4S Wood Edging and complete accessories (w/ primer and lacquer paint finish at least 2 coats) | 167.5 | m² | 500 | 350 | 850 | 6 | 8 | 14 | 119 | 48.45 | 167.45 | 170422.88 | 1017.45
5.7 | Fabrication of Fabric Covered Acoustic Panel | 37.5 | m² | 1600 | 600 | 2200 | 6 | 8 | 14 | 308 | 125.4 | 433.4 | 98752.5 | 2633.4
5.8 | Waterproofing for Comfort Rooms & Slab Legdes (surface preparation, appplication of 3 coats of cementitious waterproofing) | 344 | m² | 250 | 150 | 400 | 6 | 8 | 14 | 56 | 22.8 | 78.8 | 164707.2 | 478.8
[12 empty] | SUB TOTAL | 5347911.72
5.9 | Elevated Platform
5.9.1 | 18.75 mm thk Marine Plywood | 483 | m² | 350 | 100 | 450 | 6 | 8 | 14 | 63 | 25.65 | 88.65 | 260167.95 | 538.65
5.9.2 | 0.20m x 1.20m x 5.0 mm thk. Vinyl Tiles including adhesive | 543 | m² | 900 | 200 | 1100 | 6 | 8 | 14 | 154 | 62.7 | 216.7 | 714968.1 | 1316.7
5.9.3 | 45 mm x 25 mm x 0.50 mm thk Aluminum Nosing with Luminous Strip | 324 | m | 400 | 100 | 500 | 6 | 8 | 14 | 70 | 28.5 | 98.5 | 193914 | 598.5
5.9.4 | 50 mm x 50 mm x 5.0 mm Angle Bar | 663 | m | 195 | 58.5 | 253.5 | 6 | 8 | 14 | 35.49 | 14.4495 | 49.9395 | 201180.39 | 303.4395
5.9.5 | 50 mm x 150 mm x 1.5 mm C-Purlins | 612 | m | 140 | 42 | 182 | 6 | 8 | 14 | 25.48 | 10.374 | 35.854 | 133326.65 | 217.854
5.9.6 | 50 mm x 100 mm x 1.5 mm C-Purlins | 2148 | m | 110 | 33 | 143 | 6 | 8 | 14 | 20.02 | 8.151 | 28.171 | 367675.31 | 171.171
5.9.7 | Consumables | 1 | lot | 15000 | 10000 | 25000 | 6 | 8 | 14 | 3500 | 1425 | 4925 | 29925 | 29925
[12 empty] | SUB TOTAL | 1901157.4
6 | Ceiling & Cladding Works
6.1 | Ceiling
6.1.1 | 15.0 mm thk. Fine Fissured Acoustic Board Ceiling on Metal Furring Framing System | 2253.75 | m² | 950 | 250 | 1200 | 6 | 8 | 14 | 168 | 68.4 | 236.4 | 3237286.5 | 1436.4
6.1.2 | 12.0 mm thk. Perforated Gypsum Board Ceiling on Metal Furring Framing System | 828 | m² | 800 | 250 | 1050 | 6 | 8 | 14 | 147 | 59.85 | 206.85 | 1040671.8 | 1256.85
6.1.3 | 9.0 mm thk. Fiber Cement Board Ceiling on Metal Furring Framing System | 1533 | m² | 800 | 250 | 1050 | 6 | 8 | 14 | 147 | 59.85 | 206.85 | 1926751.05 | 1256.85
6.1.4 | 6" x 0.50 mm Pre- Painted Metal Spandrel including framing, air ventilation and mouldings (Off-White) | 100 | m² | 600 | 200 | 800 | 6 | 8 | 14 | 112 | 45.6 | 157.6 | 95760 | 957.6
[12 empty] | SUB TOTAL | 6300469.35
6.2 | ACP Cladding Façade
6.2.1 | 4.0 mm thk. Aluminum Composite Panel with Framing | 330 | m² | 3000 | 1000 | 4000 | 6 | 8 | 14 | 560 | 228 | 788 | 1580040 | 4788
6.2.2 | 37.5 mm x 37.5 mm x3.5 mm Angle Bar | 2232 | m | 90 | 27 | 117 | 6 | 8 | 14 | 16.38 | 6.669 | 23.049 | 312589.37 | 140.049
6.2.3 | 100 mm x 100 mm x 3.0 mm MS Steel Plate | 168 | set | 50 | 15 | 65 | 6 | 8 | 14 | 9.1 | 3.705 | 12.805 | 13071.24 | 77.805
6.2.4 | 16 mm Φ x 150 mm Dyna Bolt | 168 | set | 75 | 22.5 | 97.5 | 6 | 8 | 14 | 13.65 | 5.5575 | 19.2075 | 19606.86 | 116.7075
6.2.5 | Consumables | 1 | lot | 5000 | 3000 | 8000 | 6 | 8 | 14 | 1120 | 456 | 1576 | 9576 | 9576
[12 empty] | SUB TOTAL | 1934883.47
6.3 | Sun Baffles Façade
6.3.1 | 50 mm x 200 mm x1.2 mm G.I C-Purlins | 1392 | m | 110 | 33 | 143 | 6 | 8 | 14 | 20.02 | 8.151 | 28.171 | 238270.03 | 171.171
6.3.2 | Rectangular HSS 6"x4"x0.25" A36 | 120 | m | 990 | 297 | 1287 | 6 | 8 | 14 | 180.18 | 73.359 | 253.539 | 184864.68 | 1540.539
6.3.3 | Rectangular HSS 3"x2x"0.188" A36 | 36 | m | 370 | 111 | 481 | 6 | 8 | 14 | 67.34 | 27.417 | 94.757 | 20727.25 | 575.7569
6.3.4 | 250 mm x 300 mm x 16 mm thk MS Steel Plate | 54 | set | 500 | 150 | 650 | 6 | 8 | 14 | 91 | 37.05 | 128.05 | 42014.7 | 778.05
6.3.5 | 150 mm x 250 mm x 16 mm thk MS Steel Plate | 72 | set | 250 | 75 | 325 | 6 | 8 | 14 | 45.5 | 18.525 | 64.025 | 28009.8 | 389.025
6.3.6 | Consumables | 1 | lot | 5000 | 3000 | 8000 | 6 | 8 | 14 | 1120 | 456 | 1576 | 9576 | 9576
[12 empty] | SUB TOTAL | 523462.46
7 | Painting Works
7.1 | Semi-Gloss Latex Paint Finish Interior Wall, Slab Soffit, Beams, Columns, etc. (apply of skimcoat prior to application of primer and at least 2 top coats) | 17469.8 | m² | 100 | 100 | 200 | 6 | 8 | 14 | 28 | 11.4 | 39.4 | 4182270.12 | 239.4
7.2 | Semi-Gloss Latex Paint Finish Exterior Wall, Beams, Columns, Ledges, etc. (apply skimcoat prior to application of primer and at least 2 top coats) | 1890.5 | m² | 100 | 150 | 250 | 6 | 8 | 14 | 35 | 14.25 | 49.25 | 565732.13 | 299.25
7.3 | Flat Latex Paint Finish Ceiling and Dry Wall (application of skimcoat prior to apply of primer and at least 2 top coats) | 5187 | m² | 100 | 100 | 200 | 6 | 8 | 14 | 28 | 11.4 | 39.4 | 1241767.8 | 239.4
7.4 | Painting of Plantbox and Exterior Assimilated Brick Wall (apply skimcoat prior to application of primer and at least 2 top coats) | 681.5 | m² | 100 | 100 | 200 | 6 | 8 | 14 | 28 | 11.4 | 39.4 | 163151.1 | 239.4
7.5 | Painting of Sun Baffles Façade including base plate, angle bar, rectangular beam (apply steel putty prior to application of primer and at least 2 top coats) | 495 | m² | 100 | 100 | 200 | 6 | 8 | 14 | 28 | 11.4 | 39.4 | 118503 | 239.4
7.6 | Painting of ACP Steel Framing System including base plate, angle bar, rectangular beam (at least 2 coats application of primer) | 340 | m² | 100 | 100 | 200 | 6 | 8 | 14 | 28 | 11.4 | 39.4 | 81396 | 239.4
7.7 | Repainting of Existing Roof, Flashing & Ridge Roll, C-Purlins Cover, Existing Interior Sun Baffles Framing, Cyclone, G.I. Pipe, etc. (application of skimcoat prior to application of primer and at least 2 coats) | 1862 | m² | 100 | 100 | 200 | 6 | 8 | 14 | 28 | 11.4 | 39.4 | 445762.8 | 239.4
7.8 | Painting of Stair Railings, Grills and Corridor Fence (application of primer and at least 2 coats of paint of all steel casement window, i.e. front and rear of the building, both interior and exterior) | 1 | lot | 15000 | 10000 | 25000 | 6 | 8 | 14 | 3500 | 1425 | 4925 | 29925 | 29925
[12 empty] | SUB TOTAL | 6828507.95
8 | Doors, Windows, Drywall and Partitions
8.1 | Doors & Glass Partitions
8.1.1 | D1-1.60 m x 2.10 m x 0.50 mm thick Double Panel Swing Type Steel Door and Jamb with 6.0 mm thk. Tempered Glass Peep Window with 12 mm Ø plain bars grills, Stainless Steel Dome Type Door Knob with Dead Bolt Lock, Heavy Duty Hinges and complete accessories (including painting and application of putty prior to application of primer and at least 2 top coats) | 5 | set | 30000 | 3000 | 33000 | 6 | 8 | 14 | 4620 | 1881 | 6501 | 197505 | 39501
8.1.2 | D2 - 1.50 m x 2.10 m Sliding uPVC Door and Jamb with 6.0 mm thk Bronze Tempered Glass, door lock, and complete accessories | 4 | set | 24000 | 2500 | 26500 | 6 | 8 | 14 | 3710 | 1510.5 | 5220.5 | 126882 | 31720.5
8.1.3 | D3-1.50 m x 2.10 m x 0.50 mm thick Double Panel Swing Type Steel Door and Jamb with 6.0 mm thk. Tempered Glass Peep Window with 12 mm Ø plain bars grills, Stainless Steel Dome Type Door Knob with Dead Bolt Lock, Heavy Duty Hinges and complete accessories (including painting and application of putty prior to application of primer and at least 2 top coats) | 6 | set | 30000 | 3000 | 33000 | 6 | 8 | 14 | 4620 | 1881 | 6501 | 237006 | 39501
8.1.4 | D4-0.90 m x 2.10 m x 0.50 mm thick Double Panel Swing Type Steel Door and Jamb with 6.0 mm thk. Tempered Glass Peep Window with 12 mm Ø plain bars grills, Stainless Steel Dome Type Door Knob with Dead Bolt Lock, Heavy Duty Hinges and complete accessories (including painting and application of putty prior to application of primer and at least 2 top coats) | 83 | set | 15000 | 2500 | 17500 | 6 | 8 | 14 | 2450 | 997.5 | 3447.5 | 1738642.5 | 20947.5
8.1.5 | D5 - 0.90 m x 2.10 m x 0.50 mm thick Single Swing Steel Door and Jamb, Stainless Steel Dome Type Door Knob with Dead Bolt, Heavy Duty Hinges and complete accessories (including painting and application of putty prior to application of primer and at least 2 top coats) | 4 | set | 14000 | 2500 | 16500 | 6 | 8 | 14 | 2310 | 940.5 | 3250.5 | 79002 | 19750.5
8.1.6 | D6-0.80 m x 2.10 m x 0.50 mm thick Single Panel Swing Type Flush Mahogany Wood Door and Jamb, Stainless Steel Dome Type Door Knob with Dead Bolt Lock, Heavy Duty Hinges and complete accessories | 5 | set | 12000 | 3000 | 15000 | 6 | 8 | 14 | 2100 | 855 | 2955 | 89775 | 17955
8.1.7 | D7 - 0.80 m x 2.10 m x 0.50 mm thick Single Swing Steel Door and Jamb with Vent Louvers, Stainless Steel Dome Type Door Knob with Dead Bolt, Heavy Duty Hinges and complete accessories (including painting and application of putty prior to application of primer and at least 2 top coats) | 23 | set | 15000 | 2500 | 17500 | 6 | 8 | 14 | 2450 | 997.5 | 3447.5 | 481792.5 | 20947.5
8.1.8 | D8 - 0.60 m x 1.70 m x 18.75 mm thick Single Swing Marine Plywood with S4S Wood Edging Door and Steel Jamb with Vent Louvers, Stainless Steel Security Bolt Lock Plug Hardware, Stainless Steel Flush Mounted Heavy Duty Hinges and complete accessories | 34 | set | 6000 | 1500 | 7500 | 6 | 8 | 14 | 1050 | 427.5 | 1477.5 | 305235 | 8977.5
8.1.9 | D9 - 0.60 m x 2.10 m x 0.50 mm thick Single Swing Steel Door and Jamb with Vent Louvers, Stainless Steel Dome Type Door Knob with Dead Bolt, Heavy Duty Hinges and complete accessories (including painting and application of putty prior to application of primer and at least 2 top coats) | 1 | set | 12500 | 2500 | 15000 | 6 | 8 | 14 | 2100 | 855 | 2955 | 17955 | 17955
8.1.10 | D10 - 6.90 m x 2.10 m Sliding and Fixed Glass Panel uPVC Door and Jamb with 6.0 mm thk Tempered Bronze Glass, door lock, and complete accessories | 1 | set | 102000 | 22000 | 124000 | 6 | 8 | 14 | 17360 | 7068 | 24428 | 148428 | 148428
8.1.11 | D11 - 6.40 m x 2.10 m Sliding and Fixed Glass Panel uPVC Door and Jamb with 6.0 mm thk Tempered Bronze Glass, door lock, and complete accessories | 1 | set | 95000 | 20000 | 115000 | 6 | 8 | 14 | 16100 | 6555 | 22655 | 137655 | 137655
8.1.12 | D12 - 5.20 m x 2.10 m Double Swing and Fixed Glass Panel uPVC Door and Jamb with 6.0 mm thk Tempered Bronze Glass, door lock, and complete accessories | 1 | set | 77000 | 18000 | 95000 | 6 | 8 | 14 | 13300 | 5415 | 18715 | 113715 | 113715
8.1.13 | D13 - 3.00 m x 2.10 m Sliding and Fixed Glass Panel uPVC Door and Jamb with 6.0 mm thk Tempered Bronze Glass, door lock, and complete accessories | 1 | set | 45000 | 9500 | 54500 | 6 | 8 | 14 | 7630 | 3106.5 | 10736.5 | 65236.5 | 65236.5
8.1.14 | D14 - 3.10 m x 2.10 m Sliding and Fixed Glass Panel uPVC Door and Jamb with 6.0 mm thk Tempered Bronze Glass, door lock, and complete accessories | 1 | set | 46000 | 10000 | 56000 | 6 | 8 | 14 | 7840 | 3192 | 11032 | 67032 | 67032
8.1.15 | D15 - 3.50 m x 2.10 m Double Swing and Fixed Glass Panel uPVC Door and Jamb with 6.0 mm thk Tempered Bronze Glass, door lock, and complete accessories | 3 | set | 52000 | 11000 | 63000 | 6 | 8 | 14 | 8820 | 3591 | 12411 | 226233 | 75411
8.1.16 | D16 - 2.20 m x 2.10 m Double Swing and Fixed Glass Panel uPVC Door and Jamb with 6.0 mm thk Tempered Bronze Glass, door lock, and complete accessories | 6 | set | 33000 | 7000 | 40000 | 6 | 8 | 14 | 5600 | 2280 | 7880 | 287280 | 47880
[12 empty] | SUB TOTAL | 4319374.5
8.2 | Windows
8.2.1 | W1- 1.20 m x 1.20 m x 6.0 mm thk. Bronze Tempered Glass with uPVC Casement Fixed Window and complete accessories | 48 | set | 7500 | 1500 | 9000 | 6 | 8 | 14 | 1260 | 513 | 1773 | 517104 | 10773
8.2.2 | W2- 3.00 m x 1.80 m x 6.0 mm thk. Reflective Bronze Glass with uPVC Casement Awning Window and complete accessories | 49 | set | 28000 | 6000 | 34000 | 6 | 8 | 14 | 4760 | 1938 | 6698 | 1994202 | 40698
8.2.3 | W3- 5.00 m x 1.80 m x 6.0 mm thk. Reflective Bronze Glass with uPVC Casement Awning Window and complete accessories | 15 | set | 46000 | 9000 | 55000 | 6 | 8 | 14 | 7700 | 3135 | 10835 | 987525 | 65835
8.2.4 | W4- 3.00 m x 0.60 m x 6.0 mm thk. Reflective Bronze Glass with uPVC Casement Awning Window and complete accessories | 12 | set | 10000 | 2000 | 12000 | 6 | 8 | 14 | 1680 | 684 | 2364 | 172368 | 14364
8.2.5 | W5- 2.00 m x 1.80 m x 6.0 mm thk. Reflective Bronze Glass with uPVC Casement Awning Window and complete accessories | 10 | set | 18000 | 4000 | 22000 | 6 | 8 | 14 | 3080 | 1254 | 4334 | 263340 | 26334
8.2.6 | W6- 2.00 m x 0.60 m x 6.0 mm thk. Reflective Bronze Glass with uPVC Casement Awning Window and complete accessories | 4 | set | 6000 | 1500 | 7500 | 6 | 8 | 14 | 1050 | 427.5 | 1477.5 | 35910 | 8977.5
8.2.7 | W7- 0.90 m x 0.60 m x 6.0 mm thk. Reflective Bronze Glass with uPVC Casement Awning Window and complete accessories | 12 | set | 3000 | 750 | 3750 | 6 | 8 | 14 | 525 | 213.75 | 738.75 | 53865 | 4488.75
8.2.8 | W8- 3.60 m x 1.20 m x 6.0 mm thk. Clear Tempered Glass uPVC Casement Fixed Window and complete accessories | 1 | set | 22000 | 4500 | 26500 | 6 | 8 | 14 | 3710 | 1510.5 | 5220.5 | 31720.5 | 31720.5
8.2.9 | W9- 1.80 m x 1.20 m x 6.0 mm thk. Clear Tempered Glass uPVC Casement Fixed Window and complete accessories | 1 | set | 11000 | 2500 | 13500 | 6 | 8 | 14 | 1890 | 769.5 | 2659.5 | 16159.5 | 16159.5
8.2.10 | W10- 4.80 m x 1.80 m x 6.0 mm thk. Clear Tempered Glass uPVC Casement Fixed Window and complete accessories | 1 | set | 45000 | 9000 | 54000 | 6 | 8 | 14 | 7560 | 3078 | 10638 | 64638 | 64638
8.2.11 | W11- 1.00 m x 1.80 m x 6.0 mm thk. Reflective Bronze Glass with uPVC Casement Awning Window and complete accessories | 1 | set | 9000 | 2000 | 11000 | 6 | 8 | 14 | 1540 | 627 | 2167 | 13167 | 13167
8.2.12 | W12- 1.20 m x 1.20 m x 6.0 mm thk. Clear Tempered Glass uPVC Casement Sliding Windows and complete accessories | 1 | set | 7500 | 1500 | 9000 | 6 | 8 | 14 | 1260 | 513 | 1773 | 10773 | 10773
8.2.13 | W13- 3.00 m x 1.80 m x 6.0 mm thk. Reflective Bronze Glass with uPVC Casement Awning Window and 1.50 m arc radius x 6.0 mm thk. Reflective Bronze Glass uPVC Casement Fixed Window and complete accessories | 18 | set | 55000 | 11500 | 66500 | 6 | 8 | 14 | 9310 | 3790.5 | 13100.5 | 1432809 | 79600.5
8.2.14 | W14- 5.00 m x 1.80 m x 6.0 mm thk. Reflective Bronze Glass with uPVC Casement Awning Window and complete accessories | 2 | set | 46000 | 9000 | 55000 | 6 | 8 | 14 | 7700 | 3135 | 10835 | 131670 | 65835
8.2.15 | W15- 3.00 m x 1.80 m x 6.0 mm thk. Reflective Bronze Glass with uPVC Casement Awning Window and complete accessories | 14 | set | 28000 | 6000 | 34000 | 6 | 8 | 14 | 4760 | 1938 | 6698 | 569772 | 40698
8.2.16 | W16- 3.00 m x 1.80 m x 6.0 mm thk. Reflective Bronze Glass with uPVC Casement Awning Window and 1.50 m arc radius x 6.0 mm thk. Reflective Bronze Glass uPVC Casement Fixed Window and complete accessories | 6 | set | 55000 | 11500 | 66500 | 6 | 8 | 14 | 9310 | 3790.5 | 13100.5 | 477603 | 79600.5
8.2.17 | W17- 1.50 m x 1.20 m x 6.0 mm thk. Reflective Bronze Glass with uPVC Casement Awning Window and complete accessories | 2 | set | 10000 | 2000 | 12000 | 6 | 8 | 14 | 1680 | 684 | 2364 | 28728 | 14364
8.2.18 | W18- 2.40 m x 0.60 m x 6.0 mm thk. Reflective Bronze Glass with uPVC Casement Awning Window and complete accessories | 5 | set | 7500 | 2000 | 9500 | 6 | 8 | 14 | 1330 | 541.5 | 1871.5 | 56857.5 | 11371.5
8.2.19 | W19- 2.40 m x 0.40 m x 6.0 mm thk. Reflective Bronze Glass with uPVC Casement Awning Window and complete accessories | 9 | set | 5000 | 1500 | 6500 | 6 | 8 | 14 | 910 | 370.5 | 1280.5 | 70024.5 | 7780.5
8.2.20 | W20- 1.80 m x 0.30 m x 6.0 mm thk. Reflective Bronze Glass with uPVC Casement Awning Window and complete accessories | 2 | set | 3000 | 1000 | 4000 | 6 | 8 | 14 | 560 | 228 | 788 | 9576 | 4788
[12 empty] | SUB TOTAL | 6937812
8.3 | Drywall
8.3.1 | 9.0 mm thk. Fiber Cement Board for Dry Wall on Metal Studs Framing System (Double Wall) | 171 | m² | 1000 | 200 | 1200 | 6 | 8 | 14 | 168 | 68.4 | 236.4 | 245624.4 | 1436.4
8.3.2 | 9.0 mm thk. Fiber Cement Board for Dry Wall Tampering | 35 | m² | 250 | 150 | 400 | 6 | 8 | 14 | 56 | 22.8 | 78.8 | 16758 | 478.8
8.3.3 | 6.0 mm thk. Fiber Cement Board for Dry Wall Tampering | 749.5 | m² | 150 | 150 | 300 | 6 | 8 | 14 | 42 | 17.1 | 59.1 | 269145.45 | 359.1
[12 empty] | SUB TOTAL | 531527.85
8.4 | Toilet Partition
8.4.1 | Fabrication and Installation of 1.00 m width (door=0.60 m) x 1.80 m length x 1.95 m height x 12 mm thk Compact Laminated Board Toilet Partition including hinges, lock indicator, bottom support, door knob, aluminum headrail and other accessories | 4 | set | 22000 | 3000 | 25000 | 6 | 8 | 14 | 3500 | 1425 | 4925 | 119700 | 29925
8.4.2 | Fabrication and Installation of 0.40 m x 0.90 m x 12 mm thk Compact Laminated Board Urinal Partition with complete accessories | 16 | set | 3500 | 500 | 4000 | 6 | 8 | 14 | 560 | 228 | 788 | 76608 | 4788
[12 empty] | SUB TOTAL | 196308
9 | Electrical Works
9.1 | Panel Board & Circuit Breakers
9.1.1 | Panel Box Flush Mounted Type (Faculty Room) PB 2P, 1- 50AT 2P MAIN CB, 3-20AT 2P CB | 1 | set | 5000 | 3000 | 8000 | 6 | 8 | 14 | 1120 | 456 | 1576 | 9576 | 9576
9.1.2 | Panel Box Flush Mounted Type (Garment Lab) PB 2P, 1- 50AT 2P MAIN CB, 3-20AT 2P CB | 1 | set | 5000 | 3000 | 8000 | 6 | 8 | 14 | 1120 | 456 | 1576 | 9576 | 9576
9.1.3 | Panel Box Flush Mounted Type (Computer Lab) PB 2P, 1- 50AT 2P MAIN CB, 3-20AT 2P CB | 1 | set | 5000 | 3000 | 8000 | 6 | 8 | 14 | 1120 | 456 | 1576 | 9576 | 9576
9.1.4 | 3 0AT CB, 2 Pole (AVR) In NEMA Type 3R Bolt-On, Circuit Breaker Enclosure Surface Type | 1 | set | 10000 | 4000 | 14000 | 6 | 8 | 14 | 1960 | 798 | 2758 | 16758 | 16758
9.1.5 | 30 AT CB Bolt On Type (4th Floor Office) | 2 | set | 1000 | 500 | 1500 | 6 | 8 | 14 | 210 | 85.5 | 295.5 | 3591 | 1795.5
9.1.6 | 20 AT CB Bolt On Type (Ground Floor) | 1 | set | 1000 | 500 | 1500 | 6 | 8 | 14 | 210 | 85.5 | 295.5 | 1795.5 | 1795.5
9.1.7 | Consumables | 1 | lot | 5000 | 3000 | 8000 | 6 | 8 | 14 | 1120 | 456 | 1576 | 9576 | 9576
[12 empty] | SUB TOTAL | 60448.5
9.2 | Power System
9.2.1 | Wiring Devices
9.2.1.1 | Orbit Fan | 60 | set | 1800 | 450 | 2250 | 0 | 8 | 8 | 180 | 121.5 | 301.5 | 153090 | 2551.5
9.2.1.2 | Duplex Convenience Outlet | 240 | set | 100 | 25 | 125 | 6 | 8 | 14 | 17.5 | 7.125 | 24.625 | 35910 | 149.625
9.2.1.3 | 1 Gang Universal Outlet | 5 | set | 225 | 56.25 | 281.25 | 6 | 8 | 14 | 39.375 | 16.0312 | 55.4063 | 1683.28 | 336.656
9.2.1.4 | Floor mounted Duplex Convenience Outlet | 93 | set | 2500 | 625 | 3125 | 6 | 8 | 14 | 437.5 | 178.125 | 615.625 | 347878.13 | 3740.6251
9.2.1.5 | Ceiling mounted 1 Gang Universal Outlet | 47 | set | 2500 | 625 | 3125 | 6 | 8 | 14 | 437.5 | 178.125 | 615.625 | 175809.38 | 3740.6251
9.2.1.6 | ACU Outlet | 93 | set | 200 | 50 | 250 | 6 | 8 | 14 | 35 | 14.25 | 49.25 | 27830.25 | 299.25
9.2.2 | Conduits
9.2.2.1 | Junction Box with Cover | 620 | set | 39.6 | 9.9 | 49.5 | 6 | 8 | 14 | 6.93 | 2.8215 | 9.7515 | 36735.93 | 59.2515
9.2.2.2 | Electric Tape Big | 100 | pc | 50 | 12.5 | 62.5 | 6 | 8 | 14 | 8.75 | 3.5625 | 12.3125 | 7481.25 | 74.8125
9.2.2.3 | PVC Cement | 1 | lot | 3000 | 750 | 3750 | 6 | 8 | 14 | 525 | 213.75 | 738.75 | 4488.75 | 4488.75
9.2.2.4 | Consumable Hardwares | 1 | lot | 10000 | 2500 | 12500 | 6 | 8 | 14 | 1750 | 712.5 | 2462.5 | 14962.5 | 14962.5
9.2.3 | Wires & Cables
9.2.3.1 | 8.0mm² Cu. THHN, UL listed | 450 | m | 60 | 15 | 75 | 6 | 8 | 14 | 10.5 | 4.275 | 14.775 | 40398.75 | 89.775
9.2.3.2 | 5.5mm² Cu. THHN, UL listed | 1403 | m | 40 | 10 | 50 | 6 | 8 | 14 | 7 | 2.85 | 9.85 | 83969.55 | 59.85
9.2.3.3 | 3.5mm² Cu. THHN, UL listed | 5006.2 | m | 25 | 6.25 | 31.25 | 6 | 8 | 14 | 4.375 | 1.7812 | 6.1562 | 187263.17 | 37.4063
[12 empty] | SUB TOTAL | 1117500.94
9.3 | Lighting System
9.3.1 | Lighting Fixtures
9.3.1.1 | Reinstallation of Lighting Fixtures | 502 | set | 0 | 150 | 150 | 6 | 8 | 14 | 21 | 8.55 | 29.55 | 90134.1 | 179.55
9.3.1.2 | Reinstallation of Orbit Fan | 147 | set | 0 | 150 | 150 | 6 | 8 | 14 | 21 | 8.55 | 29.55 | 26393.85 | 179.55
9.3.1.3 | 1-18W T8 LED Tube Light with Louver Housing Recessed | 40 | set | 1500 | 375 | 1875 | 6 | 8 | 14 | 262.5 | 106.875 | 369.375 | 89775 | 2244.375
9.3.1.4 | 2-18W T8 LED Tube Light with Louver Housing Recessed | 290 | set | 2000 | 500 | 2500 | 6 | 8 | 14 | 350 | 142.5 | 492.5 | 867825 | 2992.5
9.3.1.5 | 18W LED Flourescent Light | 30 | set | 1000 | 250 | 1250 | 6 | 8 | 14 | 175 | 71.25 | 246.25 | 44887.5 | 1496.25
9.3.1.6 | 8W LED Pinlight | 342 | set | 500 | 125 | 625 | 6 | 8 | 14 | 87.5 | 35.625 | 123.125 | 255858.75 | 748.125
9.3.1.7 | 12W LED Slim Downlight | 111 | set | 500 | 125 | 625 | 6 | 8 | 14 | 87.5 | 35.625 | 123.125 | 83041.88 | 748.125
9.3.1.8 | Emergency Lights including outlet | 60 | set | 1500 | 375 | 1875 | 0 | 8 | 8 | 150 | 101.25 | 251.25 | 127575 | 2126.25
9.3.2 | Wiring Devices
9.3.2.1 | 3 Gang Switch Wide Series | 27 | set | 100 | 25 | 125 | 6 | 8 | 14 | 17.5 | 7.125 | 24.625 | 4039.88 | 149.6252
9.3.2.2 | 2 Gang Switch Wide Series | 79 | set | 100 | 25 | 125 | 6 | 8 | 14 | 17.5 | 7.125 | 24.625 | 11820.38 | 149.6251
9.3.2.3 | 1 Gang Switch Wide Series | 36 | set | 100 | 25 | 125 | 6 | 8 | 14 | 17.5 | 7.125 | 24.625 | 5386.5 | 149.625
9.3.2.4 | 1 Gang Switch Wide Series for projector | 39 | set | 100 | 25 | 125 | 6 | 8 | 14 | 17.5 | 7.125 | 24.625 | 5835.38 | 149.6251
9.3.3 | Conduits
9.3.3.1 | Junction Box with Cover | 800 | set | 39.6 | 9.9 | 49.5 | 6 | 8 | 14 | 6.93 | 2.8215 | 9.7515 | 47401.2 | 59.2515
9.3.3.2 | Deep Utility Box, PVC | 1061 | set | 25 | 6.25 | 31.25 | 6 | 8 | 14 | 4.375 | 1.7812 | 6.1562 | 39688.03 | 37.4062
9.3.3.3 | Pullbox | 8 | set | 1000 | 250 | 1250 | 6 | 8 | 14 | 175 | 71.25 | 246.25 | 11970 | 1496.25
9.3.3.4 | Electric Tape Big | 150 | pc | 50 | 12.5 | 62.5 | 6 | 8 | 14 | 8.75 | 3.5625 | 12.3125 | 11221.88 | 74.8125
9.3.3.5 | PVC Cement | 1 | lot | 3000 | 750 | 3750 | 6 | 8 | 14 | 525 | 213.75 | 738.75 | 4488.75 | 4488.75
9.3.3.6 | Consumable Hardwares | 1 | lot | 10000 | 2500 | 12500 | 6 | 8 | 14 | 1750 | 712.5 | 2462.5 | 14962.5 | 14962.5
9.3.4 | Wires & Cables
9.3.4.1 | 3.5mm² Cu. THHN, UL listed | 14975 | m | 25 | 6.25 | 31.25 | 6 | 8 | 14 | 4.375 | 1.7812 | 6.1562 | 560158.59 | 37.4062
[12 empty] | SUB TOTAL | 2302464.17
9.4 | Auxilliary System
9.4.1 | Wiring Devices
9.4.1.1 | HDMI & VGA Outlet | 78 | set | 300 | 75 | 375 | 6 | 8 | 14 | 52.5 | 21.375 | 73.875 | 35012.25 | 448.875
9.4.2 | Conduits
9.4.2.1 | Junction Box with Cover | 200 | set | 39.6 | 9.9 | 49.5 | 6 | 8 | 14 | 6.93 | 2.8215 | 9.7515 | 11850.3 | 59.2515
9.4.2.2 | PVC Cement | 1 | lot | 5000 | 1250 | 6250 | 6 | 8 | 14 | 875 | 356.25 | 1231.25 | 7481.25 | 7481.25
9.4.2.3 | Consumable Hardwares | 1 | lot | 10000 | 2500 | 12500 | 6 | 8 | 14 | 1750 | 712.5 | 2462.5 | 14962.5 | 14962.5
9.4.3 | Wires & Cables
9.4.3.1 | HDMI & VGA Cable, 15m long | 40 | set | 10000 | 2500 | 12500 | 6 | 8 | 14 | 1750 | 712.5 | 2462.5 | 598500 | 14962.5
[12 empty] | SUB TOTAL | 667806.3
9.5 | Data System
9.5.1 | Wiring Devices
9.5.1.1 | 24U Data Cabinet | 1 | set | 30000 | 2000 | 32000 | 6 | 8 | 14 | 4480 | 1824 | 6304 | 38304 | 38304
9.5.1.2 | 12U Data Cabinet | 3 | set | 15000 | 2000 | 17000 | 6 | 8 | 14 | 2380 | 969 | 3349 | 61047 | 20349
9.5.1.3 | 6U Data Cabinet | 4 | set | 7500 | 1500 | 9000 | 6 | 8 | 14 | 1260 | 513 | 1773 | 43092 | 10773
9.5.1.4 | Floor Mounted Data Outlet | 86 | set | 2500 | 625 | 3125 | 6 | 8 | 14 | 437.5 | 178.125 | 615.625 | 321693.75 | 3740.625
9.5.1.5 | Data Cabinet Outlet | 8 | set | 2500 | 625 | 3125 | 6 | 8 | 14 | 437.5 | 178.125 | 615.625 | 29925 | 3740.625
9.5.2 | Conduits
9.5.2.1 | 40mmØ PVC Pipes | 1600 | m | 85 | 21.25 | 106.25 | 6 | 8 | 14 | 14.875 | 6.0563 | 20.9313 | 203490 | 127.1813
9.5.2.2 | PVC Cement | 1 | lot | 3000 | 750 | 3750 | 6 | 8 | 14 | 525 | 213.75 | 738.75 | 4488.75 | 4488.75
9.5.2.3 | Consumable Hardwares (fittings, etc.) | 1 | lot | 5000 | 1250 | 6250 | 6 | 8 | 14 | 875 | 356.25 | 1231.25 | 7481.25 | 7481.25
9.5.3 | Wires & Cables
9.5.3.1 | CAT6 UTP Cable | 1700 | m | 26 | 6.5 | 32.5 | 6 | 8 | 14 | 4.55 | 1.8525 | 6.4025 | 66134.25 | 38.9025
[12 empty] | SUB TOTAL | 775656
9.6 | Fire Detection and Alarm System
9.6.1 | Fixtures
9.6.1.1 | FACP (10 zones) | 1 | set | 50000 | 350 | 50350 | 6 | 8 | 14 | 7049 | 2869.95 | 9918.95 | 60268.95 | 60268.95
9.6.1.2 | Smoke Detector | 119 | set | 1800 | 100 | 1900 | 6 | 8 | 14 | 266 | 108.3 | 374.3 | 270641.7 | 2274.3
9.6.1.3 | Heat Detector | 2 | set | 2500 | 100 | 2600 | 6 | 8 | 14 | 364 | 148.2 | 512.2 | 6224.4 | 3112.2
9.6.1.4 | 12" Ø Alarm Bell with Manual Pull Station | 20 | set | 4000 | 300 | 4300 | 6 | 8 | 14 | 602 | 245.1 | 847.1 | 102942 | 5147.1
9.6.2 | Conduits
9.6.2.1 | 40mmØ PVC Pipes | 90 | m | 85 | 21.25 | 106.25 | 6 | 8 | 14 | 14.875 | 6.0563 | 20.9313 | 11446.3125 | 127.1813
9.6.2.2 | 15mmØ PVC | 2250 | m | 35 | 10 | 45 | 6 | 8 | 14 | 6.3 | 2.565 | 8.865 | 121196.25 | 53.865
9.6.2.3 | Junction Box with Cover | 150 | set | 39.6 | 10 | 49.6 | 6 | 8 | 14 | 6.944 | 2.8272 | 9.7712 | 8905.68 | 59.3712
9.6.2.4 | Electric Tape Big | 50 | pc | 50 | 10 | 60 | 6 | 8 | 14 | 8.4 | 3.42 | 11.82 | 3591 | 71.82
9.6.2.5 | PVC Cement | 5 | pc | 180 | 10 | 190 | 6 | 8 | 14 | 26.6 | 10.83 | 37.43 | 1137.15 | 227.43
9.6.2.6 | Consumable Hardwares (fittings, etc.) | 1 | lot | 10000 | 10 | 10010 | 6 | 8 | 14 | 1401.4 | 570.57 | 1971.97 | 11981.97 | 11981.97
9.6.3 | Wires & Cables
9.6.3.1 | 1.60mm² TF Wires | 2300 | m | 10 | 5 | 15 | 6 | 8 | 14 | 2.1 | 0.855 | 2.955 | 41296.5 | 17.955
9.6.3.2 | 3.5mm² Cu. THHN, UL listed | 100 | m | 25 | 6.25 | 31.25 | 6 | 8 | 14 | 4.375 | 1.7812 | 6.1562 | 3740.63 | 37.4063
[12 empty] | SUB TOTAL | 643372.5425
10 | Mechanical Works
10.1 | Fire Sprinkler System
10.1.1 | 38 mm Ø B.I. Pipe | 207 | m | 420 | 105 | 525 | 6 | 8 | 14 | 73.5 | 29.925 | 103.425 | 130083.98 | 628.425
10.1.2 | 25mm Ø B.I. Pipe | 726 | m | 250 | 62.5 | 312.5 | 6 | 8 | 14 | 43.75 | 17.8125 | 61.5625 | 271569.38 | 374.0625
10.1.3 | 38 mm Ø B.I. Elbow | 263 | pc | 135 | 33.75 | 168.75 | 6 | 8 | 14 | 23.625 | 9.6188 | 33.2438 | 53124.36 | 201.9938
10.1.4 | 25 mm Ø B.I. Elbow | 784 | pc | 75 | 18.75 | 93.75 | 6 | 8 | 14 | 13.125 | 5.3438 | 18.4688 | 87979.5 | 112.2188
10.1.5 | 25 mm Ø x 32 mm Ø B.I. Tee | 134 | pc | 230 | 57.5 | 287.5 | 6 | 8 | 14 | 40.25 | 16.3875 | 56.6375 | 46114.43 | 344.1375
10.1.6 | 25 mm Ø B.I. Tee | 263 | pc | 90 | 22.5 | 112.5 | 6 | 8 | 14 | 15.75 | 6.4125 | 22.1625 | 35416.24 | 134.6625
10.1.7 | 25 mm Ø x 12.5 mm Ø B.I. Bell Reducer | 392 | pc | 80 | 20 | 100 | 6 | 8 | 14 | 14 | 5.7 | 19.7 | 46922.4 | 119.7
10.1.8 | 25 mm Ø x 32 mm Ø B.I. Coupling Reducer | 134 | pc | 130 | 32.5 | 162.5 | 6 | 8 | 14 | 22.75 | 9.2625 | 32.0125 | 26064.68 | 194.5125
10.1.9 | 25 mm Ø End Cap | 158 | pc | 70 | 17.5 | 87.5 | 6 | 8 | 14 | 12.25 | 4.9875 | 17.2375 | 16548.53 | 104.7375
10.1.10 | Slip on Flange with Gasket, Bolts and Nuts | 155 | pc | 315 | 78.75 | 393.75 | 6 | 8 | 14 | 55.125 | 22.4438 | 77.5688 | 73054.41 | 471.3188
10.1.11 | Sprinkler Head | 388 | pc | 350 | 87.5 | 437.5 | 6 | 8 | 14 | 61.25 | 24.9375 | 86.1875 | 203190.75 | 523.6875
10.1.12 | Supports (Brackets and Hangers) | 1 | lot | 25000 | 10000 | 35000 | 6 | 8 | 14 | 4900 | 1995 | 6895 | 41895 | 41895
10.1.13 | Consumable (Painty Safety Red/Primer, Welding Rod, etc.) | 1 | lot | 10000 | 5000 | 15000 | 6 | 8 | 14 | 2100 | 855 | 2955 | 17955 | 17955
[12 empty] | SUB TOTAL | 1049918.66
11 | Plumbing Works
11.1 | Waste Pipes, Vent Pipes and Fittings
11.1.1 | 150 mm Ø S1000 PVC Pipe | 78 | m | 570 | 171 | 741 | 6 | 8 | 14 | 103.74 | 42.237 | 145.977 | 69184.21 | 886.9771
11.1.2 | 100 mm Ø S1000 PVC Pipe | 150 | m | 270 | 81 | 351 | 6 | 8 | 14 | 49.14 | 20.007 | 69.147 | 63022.05 | 420.147
11.1.3 | 75 mm Ø S1000 PVC Pipe | 120 | m | 200 | 60 | 260 | 6 | 8 | 14 | 36.4 | 14.82 | 51.22 | 37346.4 | 311.22
11.1.4 | 50 mm Ø S1000 PVC Pipe | 249 | m | 120 | 36 | 156 | 6 | 8 | 14 | 21.84 | 8.892 | 30.732 | 46496.27 | 186.732
11.1.5 | 150mm x 150mm Ø Wye PVC Pipe | 2 | pc | 1500 | 450 | 1950 | 6 | 8 | 14 | 273 | 111.15 | 384.15 | 4668.3 | 2334.15
11.1.6 | 150mm x 100mm Ø Wye PVC Pipe | 16 | pc | 1100 | 330 | 1430 | 6 | 8 | 14 | 200.2 | 81.51 | 281.71 | 27387.36 | 1711.71
11.1.7 | 150mm x 75mm Ø Wye PVC Pipe | 4 | pc | 750 | 225 | 975 | 6 | 8 | 14 | 136.5 | 55.575 | 192.075 | 4668.3 | 1167.075
11.1.8 | 100mm x 100mm Ø Wye PVC Pipe | 38 | pc | 180 | 54 | 234 | 6 | 8 | 14 | 32.76 | 13.338 | 46.098 | 10643.72 | 280.0979
11.1.9 | 100mm x 75mm Ø Wye PVC Pipe | 34 | pc | 100 | 30 | 130 | 6 | 8 | 14 | 18.2 | 7.41 | 25.61 | 5290.74 | 155.61
11.1.10 | 100mm x 50mm Ø Wye PVC Pipe | 41 | pc | 85 | 25.5 | 110.5 | 6 | 8 | 14 | 15.47 | 6.2985 | 21.7685 | 5423.01 | 132.2685
11.1.11 | 75mm x 75mm Ø Wye PVC Pipe | 80 | pc | 75 | 22.5 | 97.5 | 6 | 8 | 14 | 13.65 | 5.5575 | 19.2075 | 9336.6 | 116.7075
11.1.12 | 150mm x 50mm Ø Tee PVC Pipe | 10 | pc | 150 | 45 | 195 | 6 | 8 | 14 | 27.3 | 11.115 | 38.415 | 2334.15 | 233.415
11.1.13 | 100mm x 50mm Ø Tee PVC Pipe | 20 | pc | 85 | 25.5 | 110.5 | 6 | 8 | 14 | 15.47 | 6.2985 | 21.7685 | 2645.37 | 132.2685
11.1.14 | 50mm x 50mm Ø Tee PVC Pipe | 10 | pc | 65 | 19.5 | 84.5 | 6 | 8 | 14 | 11.83 | 4.8165 | 16.6465 | 1011.47 | 101.147
11.1.15 | 100mm Ø Elbow PVC Pipe | 20 | pc | 60 | 18 | 78 | 6 | 8 | 14 | 10.92 | 4.446 | 15.366 | 1867.32 | 93.366
11.1.16 | 75mm Ø Elbow PVC Pipe | 20 | pc | 50 | 15 | 65 | 6 | 8 | 14 | 9.1 | 3.705 | 12.805 | 1556.1 | 77.805
11.1.17 | 50mm Ø Elbow PVC Pipe | 60 | pc | 35 | 10.5 | 45.5 | 6 | 8 | 14 | 6.37 | 2.5935 | 8.9635 | 3267.81 | 54.4635
11.1.18 | 150mm Ø 1/8 Bend PVC Elbow | 2 | pc | 150 | 45 | 195 | 6 | 8 | 14 | 27.3 | 11.115 | 38.415 | 466.83 | 233.415
11.1.19 | 100mm Ø 1/8 Bend PVC Elbow | 34 | pc | 90 | 27 | 117 | 6 | 8 | 14 | 16.38 | 6.669 | 23.049 | 4761.67 | 140.0491
11.1.20 | 75mm Ø 1/8 Bend PVC Elbow | 100 | pc | 50 | 15 | 65 | 6 | 8 | 14 | 9.1 | 3.705 | 12.805 | 7780.5 | 77.805
11.1.21 | 50mm Ø 1/8 Bend PVC Elbow | 30 | pc | 30 | 9 | 39 | 6 | 8 | 14 | 5.46 | 2.223 | 7.683 | 1400.49 | 46.683
11.1.22 | 50mm Ø P-Trap | 35 | pc | 50 | 15 | 65 | 6 | 8 | 14 | 9.1 | 3.705 | 12.805 | 2723.18 | 77.8051
11.1.23 | 100mm Ø Brass Cleanout with Cover | 40 | pc | 1500 | 450 | 1950 | 6 | 8 | 14 | 273 | 111.15 | 384.15 | 93366 | 2334.15
11.1.24 | 75mm Ø Brass Cleanout with Cover | 15 | pc | 1000 | 300 | 1300 | 6 | 8 | 14 | 182 | 74.1 | 256.1 | 23341.5 | 1556.1
11.1.25 | Consumables | 1 | lot | 10000 | 3000 | 13000 | 6 | 8 | 14 | 1820 | 741 | 2561 | 15561 | 15561
[12 empty] | SUB TOTAL | 445550.35
11.2 | Cold Water Supply System
11.2.1 | 90mm Ø PPR Pipe PN20 | 56 | m | 1550 | 465 | 2015 | 6 | 8 | 14 | 282.1 | 114.855 | 396.955 | 135069.48 | 2411.955
11.2.2 | 75mm Ø PPR Pipe PN20 | 140 | m | 1050 | 315 | 1365 | 6 | 8 | 14 | 191.1 | 77.805 | 268.905 | 228746.7 | 1633.905
11.2.3 | 50mm Ø PPR Pipe PN20 | 40 | m | 475 | 142.5 | 617.5 | 6 | 8 | 14 | 86.45 | 35.1975 | 121.6475 | 29565.9 | 739.1475
11.2.4 | 38mm Ø PPR Pipe PN20 | 56 | m | 340 | 102 | 442 | 6 | 8 | 14 | 61.88 | 25.194 | 87.074 | 29628.14 | 529.0739
11.2.5 | 32mm Ø PPR Pipe PN20 | 284 | m | 200 | 60 | 260 | 6 | 8 | 14 | 36.4 | 14.82 | 51.22 | 88386.48 | 311.22
11.2.6 | 25mm Ø PPR Pipe PN20 | 24 | m | 130 | 39 | 169 | 6 | 8 | 14 | 23.66 | 9.633 | 33.293 | 4855.03 | 202.2929
11.2.7 | 90 mm Ø Heavy Duty Brass Body Gate Valve | 2 | set | 8000 | 2400 | 10400 | 6 | 8 | 14 | 1456 | 592.8 | 2048.8 | 24897.6 | 12448.8
11.2.8 | 75 mm Ø Heavy Duty Brass Body Gate Valve | 6 | set | 5000 | 1500 | 6500 | 6 | 8 | 14 | 910 | 370.5 | 1280.5 | 46683 | 7780.5
11.2.9 | Consumable Hardware (elbow, tee, reducer, cap, coupling, other fittings, etc.) | 1 | lot | 10000 | 5000 | 15000 | 6 | 8 | 14 | 2100 | 855 | 2955 | 17955 | 17955
[12 empty] | SUB TOTAL | 605787.33
11.3 | Plumbing Fixtures
11.3.1 | 9.0 m length x 0.60 m width Solid Granite Countertop including porcelain tiles at 0.20 m perimeter sidings | 1 | set | 38000 | 5500 | 43500 | 6 | 8 | 14 | 6090 | 2479.5 | 8569.5 | 52069.5 | 52069.5
11.3.2 | 1.70 m length x 0.60 m width Solid Granite Countertop including porcelain tiles at 0.20 m perimeter sidings | 1 | set | 7500 | 1200 | 8700 | 6 | 8 | 14 | 1218 | 495.9 | 1713.9 | 10413.9 | 10413.9
11.3.3 | 2.30 m length x 0.60 m width Solid Granite Countertop including porcelain tiles at 0.20 m perimeter sidings | 1 | set | 10000 | 1500 | 11500 | 6 | 8 | 14 | 1610 | 655.5 | 2265.5 | 13765.5 | 13765.5
11.3.4 | 0.60 m length x 0.60 m width Solid Granite Countertop including porcelain tiles at 0.20 m perimeter sidings, structural & masonry works | 1 | set | 3500 | 1500 | 5000 | 6 | 8 | 14 | 700 | 285 | 985 | 5985 | 5985
11.3.5 | 3.20 m length x 0.60 m width Solid Granite Countertop including porcelain tiles at 0.20 m perimeter sidings, structural & masonry works | 1 | set | 15000 | 3000 | 18000 | 6 | 8 | 14 | 2520 | 1026 | 3546 | 21546 | 21546
11.3.6 | 1.70 m length x 0.60 m width Solid Granite Countertop including porcelain tiles at 0.20 m perimeter sidings, structural & masonry works | 10 | set | 8500 | 2500 | 11000 | 6 | 8 | 14 | 1540 | 627 | 2167 | 131670 | 13167
11.3.7 | Over the Counter Lavatory with manual shutoff faucet bar handle type chrome finish and complete accessories (valve, p-trap, etc.) | 10 | set | 6000 | 1500 | 7500 | 6 | 8 | 14 | 1050 | 427.5 | 1477.5 | 89775 | 8977.5
11.3.8 | Long Pedestal Type Lavatory with manual shutoff faucet bar handle type chrome finish and complete accessories (valve, p-trap, etc.) | 10 | set | 6000 | 1500 | 7500 | 6 | 8 | 14 | 1050 | 427.5 | 1477.5 | 89775 | 8977.5
11.3.9 | Water Closet Dual Flush, push button type w/ heavy duty stainless Bidet Faucet and complete accessories– 4/6 liters standard or equal water closet pan and cistern complete with heavy duty soft closing seat and cover (water saving) | 44 | set | 8500 | 2500 | 11000 | 6 | 8 | 14 | 1540 | 627 | 2167 | 579348 | 13167
11.3.10 | Wall Hung Urinal- L 480 mm x W 335 mm x H 745 mm top inlet urinal water saving w/ button type flush valve 0.8Gpf manual automatic shutoff and complete accessories (valve, etc.) | 27 | set | 7500 | 2000 | 9500 | 6 | 8 | 14 | 1330 | 541.5 | 1871.5 | 307030.5 | 11371.5
11.3.11 | Over the Counter 0.90 m x 0.50 m x 0.2m S304 Stainless Kitchen Sink with manual shutoff faucet bar handle type chrome finish and complete accessories (valve, p-trap, etc.) | 3 | set | 3000 | 1000 | 4000 | 6 | 8 | 14 | 560 | 228 | 788 | 14364 | 4788
11.3.12 | 1.00 m x 0.60 m x 6.0 mm Beveled Edge Lead Free Mirror with 6mm ∅ S304 Stainless Mirror Holder for Women Comfort Rooms | 12 | set | 3500 | 1500 | 5000 | 6 | 8 | 14 | 700 | 285 | 985 | 71820 | 5985
11.3.13 | 50 mm Ø S304 Stainless Steel PWD Hand Railing with complete accessories | 9 | m | 350 | 87.5 | 437.5 | 6 | 8 | 14 | 61.25 | 24.9375 | 86.1875 | 4713.19 | 523.6878
11.3.14 | 100mm x 100mm Stainless Floor Drain | 34 | set | 250 | 50 | 300 | 6 | 8 | 14 | 42 | 17.1 | 59.1 | 12209.4 | 359.1
[12 empty] | SUB TOTAL | 1404484.99
11.4 | Septic Tank
11.4.1 | Excavation | 10 | m³ | 0 | 200 | 200 | 6 | 8 | 14 | 28 | 11.4 | 39.4 | 2394 | 239.4
11.4.2 | Gravel Bedding G1 | 5 | m³ | 900 | 100 | 1000 | 6 | 8 | 14 | 140 | 57 | 197 | 5985 | 1197
11.4.3 | Concrete 3000 psi | 26.5 | m³ | 3200 | 1000 | 4200 | 6 | 8 | 14 | 588 | 239.4 | 827.4 | 133226.1 | 5027.4
11.4.4 | Reinforcement
11.4.4.1 | 16 mm Φ-6 m DSB Grade 40 | 2446.22 | kg | 48 | 10 | 58 | 6 | 8 | 14 | 8.12 | 3.306 | 11.426 | 169831.27 | 69.426
11.4.4.2 | 12 mm Φ-6 m DSB Grade 40 | 8330.67 | kg | 48 | 10 | 58 | 6 | 8 | 14 | 8.12 | 3.306 | 11.426 | 578365.1 | 69.426
11.4.4.3 | #16 GI Tie Wire | 107.7689 | kg | 80 | 8 | 88 | 6 | 8 | 14 | 12.32 | 5.016 | 17.336 | 11351.94 | 105.336
11.4.5 | Manholes | 3 | set | 500 | 300 | 800 | 6 | 8 | 14 | 112 | 45.6 | 157.6 | 2872.8 | 957.6
11.4.6 | Formworks | 1 | lot | 5000 | 3000 | 8000 | 6 | 8 | 14 | 1120 | 456 | 1576 | 9576 | 9576
11.4.7 | Consumables | 1 | lot | 3000 | 1000 | 4000 | 6 | 8 | 14 | 560 | 228 | 788 | 4788 | 4788
[12 empty] | SUB TOTAL | 918390.21
12 | Scaffolding & Formworks
12.1 | Scaffolding & Formworks | 1 | lot | 150000 | 300000 | 450000 | 6 | 8 | 14 | 63000 | 25650 | 88650 | 538650 | 538650
[12 empty] | SUB TOTAL | 538650
13 | Furnishings
13.1 | 4.0 m x 3.0 m LED Video Wall P10 (High Resolution Waterproof Outdoor with complete accessories - fixed installation) | 1 | set | 1600000 | 100000 | 1700000 | 0 | 8 | 8 | 136000 | 91800 | 227800 | 1927800 | 1927800
13.2 | 55" Smart 4K UHD LED TV with bracket and complete accessories | 35 | set | 40000 | 1500 | 41500 | 0 | 8 | 8 | 3320 | 2241 | 5561 | 1647135 | 47061
13.3 | Projector - 3 LCD RGB Liquid Crystal Shutter Projection System with bracket and complete accessories | 37 | set | 30000 | 1000 | 31000 | 0 | 8 | 8 | 2480 | 1674 | 4154 | 1300698 | 35154
13.4 | Projector Screen (1.80 m x 2.40 m Manual Pull Down) and complete accessories | 37 | set | 4000 | 500 | 4500 | 0 | 8 | 8 | 360 | 243 | 603 | 188811 | 5103
13.5 | Fire Extinguisher 10lbs HFC-236 FA (Green) BFP Approved with bracket | 105 | set | 6000 | 300 | 6300 | 0 | 8 | 8 | 504 | 340.2 | 844.2 | 750141 | 7144.2
13.6 | 2.40 m x 1.20 m x 6.25mm Graphicoat White Tempered Glass, 18.75mm thk. Marine Plywood with Aluminum Framed Anodize Finished | 3 | set | 9000 | 3000 | 12000 | 6 | 8 | 14 | 1680 | 684 | 2364 | 43092 | 14364
13.7 | 0.45 m x 0.15 m x 3.0 mm thk Acryclic Clear Glass Lecture Room Signages including Proportioned Lettering with 2- 8 mm x 17 mm Fixing Bolt Screw | 30 | set | 1500 | 300 | 1800 | 6 | 8 | 14 | 252 | 102.6 | 354.6 | 64638 | 2154.6
13.8 | Fabrication and Installation of 1.90 m x 2.40 m x 0.50 m, 39-Holes, Smooth Painted Pigeon Hole Cabinet (18.75 mm thk. Marine Plywood with S4S Wood Edging with primer and lacquer paint finish at least 2 coats) | 38 | set | 14000 | 6000 | 20000 | 6 | 8 | 14 | 2800 | 1140 | 3940 | 909720 | 23940
13.9 | Reinstallation of Glass Board, LED TV, Speaker, CCTV and other affected areas | 1 | lot | 0 | 15000 | 15000 | 6 | 8 | 14 | 2100 | 855 | 2955 | 17955 | 17955
[12 empty] | SUB TOTAL | 6849990
13.1 | Stainless Steel Logo & Letter
13.10.1 | 1.50 m Ø Stainless Steel with TSU Logo | 1 | set | 60000 | 10000 | 70000 | 6 | 8 | 14 | 9800 | 3990 | 13790 | 83790 | 83790
13.10.2 | 1.50 m Ø Stainless Steel with CTE Logo | 1 | set | 60000 | 10000 | 70000 | 6 | 8 | 14 | 9800 | 3990 | 13790 | 83790 | 83790
13.10.3 | 0.50 m height Arial Bold Font Letter- Hairline Stainless Gauge #18, 2” build up sidings and stainless pin mounted with backlit (LED SMD module waterproof and LED Power supply). "COLLEGE OF TEACHER EDUCATION" | 1 | lot | 100000 | 10000 | 110000 | 6 | 8 | 14 | 15400 | 6270 | 21670 | 131670 | 131670
[12 empty] | SUB TOTAL | 299250
13.11 | Air Conditioning System
13.11.1 | 2.5 HP Inverter Split Type Aircon Unit w/ Outdoor Unit Stand, bracket, connecting pipes, drain pipes, complete accessories, etc. (for Dean's Office) | 1 | set | 80000 | 3000 | 83000 | 0 | 8 | 8 | 6640 | 4482 | 11122 | 94122 | 94122
13.11.2 | 2.5 HP Inverter Split Type Aircon Unit w/ Outdoor Unit Stand, bracket, connecting pipes, drain pipes, complete accessories, etc. (for other Offices and Rooms) | 8 | set | 75000 | 3000 | 78000 | 0 | 8 | 8 | 6240 | 4212 | 10452 | 707616 | 88452
13.11.3 | 2.0 HP Inverter Split Type Aircon Unit w/ Outdoor Unit Stand, bracket, connecting pipes, drain pipes, complete accessories, etc. | 1 | set | 65000 | 3000 | 68000 | 0 | 8 | 8 | 5440 | 3672 | 9112 | 77112 | 77112
13.11.4 | 2.0 HP Inverter Window Type Aircon Unit w/ bracket, drain pipes, fittings and complete accessories | 48 | set | 58000 | 2000 | 60000 | 0 | 8 | 8 | 4800 | 3240 | 8040 | 3265920 | 68040
13.11.5 | 1.0 HP Inverter Window Type Aircon Unit w/ bracket, drain pipes, fittings and complete accessories | 2 | set | 45000 | 2000 | 47000 | 0 | 8 | 8 | 3760 | 2538 | 6298 | 106596 | 53298
13.11.6 | Installation of 40 sets of Window Type Aircon Unit (to be provided by TSU) with Provisions of 40 sets of brackets with complete accessories | 40 | set | 600 | 1000 | 1600 | 6 | 8 | 14 | 224 | 91.2 | 315.2 | 76608 | 1915.2
[12 empty] | SUB TOTAL | 4327974
14 | Landscaping Works
14.1 | Plants
14.1.1 | Areca Palm (Dypsis Lutescens) | 428 | pc | 200 | 50 | 250 | 6 | 8 | 14 | 35 | 14.25 | 49.25 | 128079 | 299.25
14.1.2 | Snake Plant (Sansevieria Trifasciata) | 570 | pc | 150 | 50 | 200 | 6 | 8 | 14 | 28 | 11.4 | 39.4 | 136458 | 239.4
14.1.3 | Peace Lily (Spathiphyllum) | 420 | pc | 200 | 50 | 250 | 6 | 8 | 14 | 35 | 14.25 | 49.25 | 125685 | 299.25
14.1.4 | Consumables (Soil, Fertilizer, etc.) | 1 | lot | 5000 | 5000 | 10000 | 6 | 8 | 14 | 1400 | 570 | 1970 | 11970 | 11970
[12 empty] | SUB TOTAL | 402192
TOTAL AMOUNT IN FIGURES |  | 1 1: 59994245.0225
TOTAL AMOUNT IN WORDS |  | 1 1: FIFTY NINE MILLION NINE HUNDRED NINETY FOUR THOUSAND TWO HUNDRED FORTY FIVE PESOS AND TWO CENTAVOS
Prepared by:
MS. CHRISTINE DIANNE V. PEÑA |  | 1 1: AR. MAE GALE P. GARCIA; 2400 6: AR. KING JHON PAUL R. TALON; 528 10: ENGR. ENGILBERT S. MONTOYA
Draftsman |  | 1 1: Draftsman; 2400 6: Architect; 528 10: Civil
Checked by:
AR. CHERRY L. FABIANES |  | 1 1: ENGR. RYAN M. LAYUG; 2400 6: ENGR. CRISPIN I. FLORA; 528 10: ENGR. JESSIE H. DOMINGO
Architectural |  | 1 1: Civil & Plumbing; 2400 6: Electrical; 528 10: Mechanical
Recommending Approval:
ENGR. RYAN M. LAYUG |  | 1 1: AR. FERDINAND S. VALENCIA; 2400 6: DR. GLENARD T. MADRIAGA
Head, PMU |  | 1 1: Director , FDMO; 2400 6: VP, Administration and Finance
Funds Available: |  | 1 1: Approved:
MR. JOHN ERWIN C. PANLILIO |  | 1 1: DR. MYRNA Q. MALLARI
Chief Finance Officer |  | 1 1: President
10.2 | Supply and Installation of Passenger Elevator and Accessories Equipment Type: Machine-Room-Less Designation: Passenger Capacity: 800 kg (10-11 persons) Floor/Stops/Openings: 4/4/4 Speed: 1.0 m/s (60 mpm) | 1 | set | 2100000 | 500000 | 2600000 | 0 | 8 | 8 | 208000 | 140400 | 348400 | 2948400 | 2948400
10.3 | Elevator Pit Pump System 1/2 HP Submersible Cap. 20 GPM, 20 ft TDH w/ Controller and Liquid Level Switch 50 mm dia. Drainage pipe, fittings and valves | 1 | set | 40000 | 5000 | 45000 | 0 | 8 | 8 | 3600 | 2430 | 6030 | 51030 | 51030
[12 empty] | SUB TOTAL | 2999430
Republic of the Philippines
Tarlac State University
Facilities Development and Management Office
Planning and Monitoring Unit
Romulo Boulevard, San Vicnete, Tarlac City
Tel. No. (045) 982-1624; (045) 606-8160
Project: REHABILITATION OF THE COLLEGE OF EDUCATION BUILDING
Location: Lucinda Extension Campus, Tarlac State University
Duration: 300 Calendar Days
APPROVED BUDGET FOR THE CONTRACT

## COMPUTATION (hidden)
GRAVEL BEDDING
F1 | 0.8 | cu.m.
F2 | 1.6 | cu.m.
| 2.4 | cu.m.
STRUCTURAL EXCAVATION
C1F1 | 12 | cu.m.
C2F2 | 24 | cu.m.
| 36 | cu.m.
CONCRETE WORKS
F1 | 2 | cu.m.
F2 | 4 | cu.m.
6
C1 | 0.8 | cu.m.
C2 | 1.3
2.1
REBAR WORKS
Footing |  |  | no increased
16mm | 55 | pcs. | 520.85 | kg
Column |  |  |  |  | increased
16mm | 7 | pcs. | 66.29 | kg | 72.919 | kg
12mm | 21 | pcs. | 111.93 | kg | 123.123 | kg
10mm | 72 | pcs. | 266.4 | kg | 293.04 | kg
|  |  | 444.62 | kg
PAINTING
Steelworks |  |  | 225 sq.m.
Primeguard Primer |  | 45 L | 12 gal
Semigloss Enamel |  | 72 L | 18 gal
Thinner |  | 29 L | 8 gal
Concrete Pedestal |  |  | 10 sq.m.

## PPO Detailed Estimate (hidden)
Project: | PROPOSED NEW PHYSICAL PLANT OFFICE |  |  |  |  | `
Location: | MAIN CAMPUS, TARLAC STATE UNIVERSITY, TARLAC CITY |  |  |  |  | +
Duration: | 100 CALENDAR DAYS
Subject: | DETAILED ESTIMATE
ITEM NO. |  | DESCRIPTION | QTY | UNIT | MATERIAL COST | LABOR COST | INDIRECT COST | TOTAL MATERIAL COST
1 |  | FURNITURES
| 1.01 | Executive Table | 1 | pc. | 15000 | -
| 1.02 | Executive Chair | 1 | pc. | 4500
| 1.03 | Clerical Table | 2 | pc. | 6500
| 1.04 | Clerical Chair | 4 | pc. | 4000
| 1.05 | Sofa with Center Table (Lounge Area) | 1 | set
| 1.06 | Conference Table - 8 seater | 1 | set | 35000
| 1.07 | Swivel Chair (Planning & Monitoring Department) | 8 | pc. | 4000
| 1.08 | Arm Chair (Director's Office) | 2 | pc.
| 1.09 | Table Cabinet W=0.8m x L=1.6m x H=30" | 1 | pc.
| 1.1 | Window Blind 1 - 1.7m x 3m (Monitoring Department, Director's Office & Lounging Area) | 3 | pc.
| 1.11 | Window Blind 2 - 1.7m x 1.8m (Planning Department) | 1 | pc.
| 1.12 | Window Blind 3 - 1.6m x 1.8m (Director's Office) | 2 | pc.
| 1.13 | Window Blind 4 - 1.8m x 2.4m (Director's Office) | 1 | pc.
| 1.14 | Door Blind 5 - 0.8m x 2.1m (Director's Office) | 1 | pc.
2 |  | APPLIANCES
| 2.01 | LED Projector | 1 | set | 30000
| 2.02 | Computer Desktop w/ complete accessories | 5 | set | 60000
1 |  | AIR-CONDITIONER & EXHAUST FAN
| 1.01 | 2.5 HP Air-Conditioner Remote Type | 1 | pcs. | 34000 |  |  | 34000
| 1.02 | 1.5 HP Air-Conditioner Remote Type | 1 | pcs. | 26000 |  |  | 26000
| 1.03 | 1 HP Air-Conditioner Remote Type | 1 | pcs. | 23000 |  |  | 23000
[5 empty] | Subtotal |  |  | 83000
2 |  | DOORS AND WINDOWS
| 2.01 | 1/4" Swing Tempered Glass Door Brown on Analok Frame 0.8m x 2.1m | 2 | set | 13000 |  |  | 26000
| 2.02 | 1/4" Fixed Ordinary Glass Window Brown on Analok Frame 1.8m x 0.8m | 1 | set | 5600 |  |  | 5600
| 2.03 | 1/4" Fixed Ordinary Glass Window Brown on Analok Frame 1.8m x 2.4m | 1 | set | 8000 |  |  | 8000
[5 empty] | Subtotal |  |  | 39600
3 |  | WORKING STATION
Rough Carpentry
| 3.01 | 4' x 8' x 3/4" Marine Plywood | 12 | pcs. | 1300 |  |  | 15600
| 3.02 | 0.2m x 0.3m x 1/4" Ordinary Glass | 8 | pcs. | 60 |  |  | 480
| 3.03 | 1/2" x 1" x 10' Wood Edging | 28 | pcs. | 80 |  |  | 2240
| 3.04 | Cabinet Pull |  | pcs.
| 3.05 | Drawer Guide (Full Extension) |  | pcs.
| 3.06 | Stickwell Glue | 5 | qrt. | 140 |  |  | 700
| 3.07 | Finishing Nails - Assorted | 6 | kg. | 80 |  |  | 480
Finishing
| 3.08 | Sand Paper #120 | 75 | pcs. | 20 |  |  | 1500
| 3.09 | Sand Paper #220 | 75 | pcs. | 20 |  |  | 1500
| 3.1 | Paint Brush 2-1/2" | 5 | pcs. | 50 |  |  | 250
| 3.11 | Lacquer Primer | 4 | gal. | 660 |  |  | 2640
| 3.12 | Lacquer Putty | 6 | gal. | 650 |  |  | 3900
| 3.13 | Lacquer Thinner | 3 | gal. | 420 |  |  | 1260
| 3.14 | Lacquer Paint | 3 | gal. | 860 |  |  | 2580
| 3.15 | Lacquer Tinting Color | 1 | lit. | 180 |  |  | 180
| 3.16 | Retardant Lacquer Flo | 1 | lit. | 620 |  |  | 620 | 33930
[5 empty] | Subtotal |  |  | 33930
4 |  | FLOORING WORKS
| 4.01 | Laminated Flooring w/ foam (64 sq. m) | 38 | box | 1300 |  |  | 49400
| 4.02 | Base Board 4" x 8' | 24 | pcs. | 230 |  |  | 5520 | 54920
[5 empty] | Subtotal |  |  | 54920
5 |  | WALL PARTITIONING WORKS
Framing
| 5.01 | 3" x 3" x 5mm x 20' Angle Bar | 3 | pcs. | 1270 |  |  | 3810
| 5.02 | 2" x 2" x 5mm x 20' Angle Bar | 5 | pcs. | 760 |  |  | 3800
| 5.03 | Welding Rod | 4 | kg. | 90 |  |  | 360
| 5.04 | 1-1/2" x 1/4" Expansion bolt | 14 | pcs. | 40 |  |  | 560
| 5.05 | 4' x 8' x 6mm Hardiflex Board | 32 | pcs. | 740 |  |  | 23680
| 5.06 | 35mm x 92mm x 3m U-track w/ G24 (0.6mm) | 13 | pcs. | 140 |  |  | 1820
| 5.07 | 35mm x 92mm x 3m C-Stud w/ G24 (0.6mm) | 45 | pcs. | 150 |  |  | 6750
| 5.08 | Metal Screw | 350 | pcs. | 0.8 |  |  | 280
| 5.09 | Hardiflex Screw | 1200 | pcs. | 1.4 |  |  | 1680
| 5.1 | Concrete Nail 1" | 1.5 | kg. | 90 |  |  | 135 | 42875
[5 empty] | Subtotal |  |  | 42875
6 |  | ELECTRICAL WORKS
| 6.01 | Electric Wire #10 | 2 | roll | 3100 |  |  | 6200
| 6.02 | 1 Gang Airconditioning Unit Outlet | 5 | pcs. | 125 |  |  | 625
| 6.03 | PVC E-Pipe 20mm Φ x 3.0m | 3 | pcs. | 100 |  |  | 300
| 6.04 | PVC E-Utility Box | 5 | pcs. | 30 |  |  | 150
| 6.05 | Electrical Tape | 2 | pcs. | 40 |  |  | 80
[5 empty] | Subtotal |  |  | 7355
7 |  | SANITARY WARES
0
[5 empty] | Subtotal |  |  | 0
8 |  | PAINTING WORKS
Interior Repainting (115 sq. m.)
| 8.1 | Masonry Putty | 6 | gal. | 290 | 290 |  | 1740
| 8.11 | Latex Paint (Ready Mix) | 10 | lit. | 800 | 500 |  | 8000
| 8.12 | Tools and other materials | 1 | lot | 2500 | 0 |  | 2500
Drywall Painting (78 sq. m. )
| 8.13 | Primer | 4 | gal. | 600 | 600 |  | 2400
| 8.14 | Masonry Putty | 11 | gal. | 290 | 290 |  | 3190
| 8.15 | Latex Paint (Ready Mix) | 7 | gal. | 800 | 800 |  | 5600
| 8.16 | Tools and other materials | 1 | lot | 1500 | 1500 |  | 1500 | 24930
[5 empty] | Subtotal |  |  | 24930
TOTAL AMOUNT |  |  | 156655 | [5 empty] | 156655
Prepared by:
| ENGR. RYAN M. LAYUG |  |  |  |  | ENGR. CRISPIN I. FLORA
| Civil |  |  |  |  | Electrical
Checked by:
ARCH. EDUARDO T. QUINTERO
Director - InfraManagement Office
| Recommending Approval: |  | Approved: |  |  | Approved:
| DR. LORNA L. DIMATULAC, DPA |  | DR. MYRNA Q. MALLARI, DBA |  |  | DR. MYRNA Q. MALLARI, DBA
| VP for Administration and Finance |  | President |  |  | President

## IMO-PPO ESTIMATE new format (hidden)
Project: | PROPOSED NEW IMO-PPO OFFICE
Location: | MAIN CAMPUS, TARLAC STATE UNIVERSITY, TARLAC CITY
Duration: | 100 CALENDAR DAYS
Subject: | DETAILED ESTIMATE
ITEM NO. |  | DESCRIPTION | QTY | UNIT | DIRECT COST |  | INDIRECT COST | UNIT COST | MATERIAL COST | LABOR COST | INDIRECT COST | TOTAL ITEM COST
[5 empty] | MATERIAL COST | LABOR COST
1 |  | FURNITURES
| 1.01 | Executive Table | 1 | pc. | 15000 | -
| 1.02 | Executive Chair | 1 | pc. | 4500
| 1.03 | Clerical Table | 2 | pc. | 6500
| 1.04 | Clerical Chair | 4 | pc. | 4000
| 1.05 | Sofa with Center Table (Lounge Area) | 1 | set
| 1.06 | Conference Table - 8 seater | 1 | set | 35000
| 1.07 | Swivel Chair (Planning & Monitoring Department) | 8 | pc. | 4000
| 1.08 | Arm Chair (Director's Office) | 2 | pc.
| 1.09 | Table Cabinet W=0.8m x L=1.6m x H=30" | 1 | pc.
| 1.1 | Window Blind 1 - 1.7m x 3m (Monitoring Department, Director's Office & Lounging Area) | 3 | pc.
| 1.11 | Window Blind 2 - 1.7m x 1.8m (Planning Department) | 1 | pc.
| 1.12 | Window Blind 3 - 1.6m x 1.8m (Director's Office) | 2 | pc.
| 1.13 | Window Blind 4 - 1.8m x 2.4m (Director's Office) | 1 | pc.
| 1.14 | Door Blind 5 - 0.8m x 2.1m (Director's Office) | 1 | pc.
2 |  | APPLIANCES
| 2.01 | LED Projector | 1 | set | 30000
| 2.02 | Computer Desktop w/ complete accessories | 5 | set | 60000
1 |  | AIR-CONDITIONER & EXHAUST FAN
| 1.01 | 2.5 HP Air-Conditioner Remote Type | 1 | pcs. | 34000 | 1000 | 7700 | 42700 | 34000 | 1000 | 7700 | 42700
| 1.01 | 2.0 HP Air-Conditioner Remote Type | 3 | pcs. | 31000 | 1000 | 7040 | 39040 | 93000 | 3000 | 21120 | 117120
| 1.02 | 1.5 HP Air-Conditioner Remote Type | 1 | pcs. | 26000 | 1000 | 5940 | 32940 | 26000 | 1000 | 5940 | 32940
| 1.03 | 1 HP Air-Conditioner Remote Type | 1 | pcs. | 23000 | 1000 | 5280 | 29280 | 23000 | 1000 | 5280 | 29280
| 1.04 | Exhaust Fan Ceiling Type 12" | 1 | pcs. | 1600 | 480 | 457.6 | 2537.6 | 1600 | 480 | 457.6 | 2537.6
| 1.05 | Aluminum Flexible Duct 100mmΦ x 3m | 1 | pcs. | 400 | 120 | 114.4 | 634.4 | 400 | 120 | 114.4 | 634.4
| 1.06 | Stainless Pipehood with stainless mesh | 1 | pcs. | 520 | 150 | 147.4 | 817.4 | 520 | 150 | 147.4 | 817.4
[11 empty] | Subtotal | 226029.4 | 226029.4
2 |  | DOORS AND WINDOWS
| 2.01 | 1/4" Swing Ordinary Glass Door Brown on Analok Frame 0.8m x 2.1m | 4 | set | 10000 | 500 | 2310 | 12810 | 40000 | 2000 | 9240 | 51240
| 2.02 | 1/4" Sliding Ordinary Glass Door Clear on Analok Frame 2.5m x 2.1m | 1 | set | 16000 | 500 | 3630 | 20130 | 16000 | 500 | 3630 | 20130
| 2.03 | 1/4" Fixed Ordinary Glass Window Brown on Analok Frame 1.8m x 1.6m | 2 | set | 9000 | 500 | 2090 | 11590 | 18000 | 1000 | 4180 | 23180
| 2.04 | 1/4" Fixed Ordinary Glass Window Brown on Analok Frame 1.8m x 2.4m | 2 | set | 12000 | 500 | 2750 | 15250 | 24000 | 1000 | 5500 | 30500
| 2.05 | 1/4" Fixed Ordinary Glass Window Brown on Analok Frame 1.8m x 0.8m | 1 | set | 2500 | 500 | 660 | 3660 | 2500 | 500 | 660 | 3660
| 2.06 | 0.6 x 2.1m PVC Door with louver and Door Jamb, with complete accessories | 2 | set | 1500 | 500 | 440 | 2440 | 3000 | 1000 | 880 | 4880
[11 empty] | Subtotal | 133590 | 133590
3 |  | WORKING STATION WORKS
Rough Carpentry (12 Working Stations)
| 3.01 | 4' x 8' x 3/4" Marine Plywood | 36 | pcs. | 1350 | 945 | 504.9 | 2799.9 | 48600 | 34020 | 18176.4 | 100796.4
| 3.02 | 1/2" x 1" x 10' Wood Edging | 84 | pcs. | 80 | 56 | 29.92 | 165.92 | 6720 | 4704 | 2513.28 | 13937.28
| 3.03 | Drawer Pull, Stainless Steel 4.5" Round Handle | 12 | pcs. | 190 | 133 | 71.06 | 394.06 | 2280 | 1596 | 852.72 | 4728.72
| 3.04 | Drawer Guide, Full Extension 14" Bearing Type Powder Coated | 12 | set | 320 | 224 | 119.68 | 663.68 | 3840 | 2688 | 1436.16 | 7964.16
| 3.05 | Cabinet Pull, Stainless Steel 4.5" Round Handle | 12 | pcs. | 190 | 133 | 71.06 | 394.06 | 2280 | 1596 | 852.72 | 4728.72
| 3.06 | Cabinet Concealed Hydraulic Hinge, Overlapped Type | 12 | set | 190 | 133 | 71.06 | 394.06 | 2280 | 1596 | 852.72 | 4728.72
| 3.07 | Drawer Lock, Bronze | 12 | set | 250 | 175 | 93.5 | 518.5 | 3000 | 2100 | 1122 | 6222
| 3.08 | Stickwell Glue | 15 | qrt. | 140 | 98 | 52.36 | 290.36 | 2100 | 1470 | 785.4 | 4355.4
| 3.09 | Finishing Nails - Assorted | 18 | kg. | 80 | 56 | 29.92 | 165.92 | 1440 | 1008 | 538.56 | 2986.56
Finishing
| 3.1 | Sand Paper #120 | 150 | pcs. | 20 | 14 | 7.48 | 41.48 | 3000 | 2100 | 1122 | 6222
| 3.11 | Sand Paper #220 | 150 | pcs. | 20 | 14 | 7.48 | 41.48 | 3000 | 2100 | 1122 | 6222
| 3.12 | Paint Brush 2-1/2" | 15 | pcs. | 50 | 35 | 18.7 | 103.7 | 750 | 525 | 280.5 | 1555.5
| 3.13 | Lacquer Primer | 11 | gal. | 660 | 460 | 246.4 | 1366.4 | 7260 | 5060 | 2710.4 | 15030.4
| 3.14 | Lacquer Putty | 18 | gal. | 650 | 455 | 243.1 | 1348.1 | 11700 | 8190 | 4375.8 | 24265.8
| 3.15 | Lacquer Thinner | 9 | gal. | 420 | 290 | 156.2 | 866.2 | 3780 | 2610 | 1405.8 | 7795.8
| 3.16 | Lacquer Paint | 9 | gal. | 860 | 600 | 321.2 | 1781.2 | 7740 | 5400 | 2890.8 | 16030.8
| 3.17 | Lacquer Tinting Color | 3 | lit. | 180 | 120 | 66 | 366 | 540 | 360 | 198 | 1098
| 3.18 | Retardant Lacquer Flo | 3 | lit. | 620 | 430 | 231 | 1281 | 1860 | 1290 | 693 | 3843
[11 empty] | Subtotal | 232511.26 | 232511.26
4 |  | FLOORING WORKS
| 4.01 | Laminated Flooring w/ foam (184 sq. m) | 109 | box | 1300 | 390 | 371.8 | 2061.8 | 141700 | 42510 | 40526.2 | 224736.2
| 4.02 | Base Board 4" x 8' | 62 | pcs. | 230 | 69 | 65.78 | 364.78 | 14260 | 4278 | 4078.36 | 22616.36
| 4.03 | Reducer Transition Moulding | 3 | pcs. | 400 | 120 | 114.4 | 634.4 | 1200 | 360 | 343.2 | 1903.2
[11 empty] | Subtotal | 249255.76 | 249255.76
5 |  | WALL PARTITIONING WORKS
| 5.01 | 3" x 3" x 5mm x 20' Angle Bar | 6 | pcs. | 1270 | 380 | 363 | 2013 | 7620 | 2280 | 2178 | 12078
| 5.02 | 2" x 2" x 5mm x 20' Angle Bar | 11 | pcs. | 760 | 230 | 217.8 | 1207.8 | 8360 | 2530 | 2395.8 | 13285.8
| 5.03 | Welding Rod | 8 | kg. | 100 | 27 | 27.94 | 154.94 | 800 | 216 | 223.52 | 1239.52
| 5.04 | 1/4" Φ x 1-1/2" Expansion bolt | 30 | pcs. | 40 | 12 | 11.44 | 63.44 | 1200 | 360 | 343.2 | 1903.2
| 5.05 | 4' x 8' x 6mm Hardiflex Board | 48 | pcs. | 740 | 220 | 211.2 | 1171.2 | 35520 | 10560 | 10137.6 | 56217.6
| 5.06 | 35mm x 92mm x 3m U-track w/ G24 (0.6mm) | 22 | pcs. | 140 | 40 | 39.6 | 219.6 | 3080 | 880 | 871.2 | 4831.2
| 5.07 | 35mm x 92mm x 3m C-Stud w/ G24 (0.6mm) | 71 | pcs. | 150 | 45 | 42.9 | 237.9 | 10650 | 3195 | 3045.9 | 16890.9
| 5.08 | Metal Screw | 700 | pcs. | 0.8 | 0.25 | 0.231 | 1.281 | 560 | 175 | 161.7 | 896.7
| 5.09 | Hardiflex Screw | 1800 | pcs. | 1.4 | 0.4 | 0.396 | 2.196 | 2520 | 720 | 712.8 | 3952.8
| 5.1 | Concrete Nail 1" | 2.5 | kg. | 95 | 25 | 26.4 | 146.4 | 237.5 | 62.5 | 66 | 366
[11 empty] | Subtotal | 111661.72 | 111661.72
6 |  | STRUCTURAL WORKS
| 6.01 | Demolition of Common Toilet Door | 1 | lot | 0 | 1500 | 330 | 1830 | 0 | 1500 | 330 | 1830
| 6.02 | Common Toilet Door Renovation, Lavatory Cover Partitioning and Topping | 1 | lot | 4000 | 1800 | 1276 | 7076 | 4000 | 1800 | 1276 | 7076
| 6.03 | Air-Conditioner Steel Frame Supports | 1 | lot | 6000 | 2400 | 1848 | 10248 | 6000 | 2400 | 1848 | 10248
[11 empty] | Subtotal | 19154 | 19154
7 |  | ELECTRICAL WORKS
| 7.01 | Electric Wire #10 x 150m (5.5 sq.mm) | 70 | m | 3700 | 1500 | 1144 | 6344 | 259000 | 105000 | 80080 | 444080
| 7.01 | Electric Wire #12 x 150m (5.5 sq.mm) | 70 | m | 3700 | 1500 | 1144 | 6344 | 259000 | 105000 | 80080 | 444080
| 7.02 | 1 Gang Airconditioning Unit Outlet | 8 | pcs. | 200 | 80 | 61.6 | 341.6 | 1600 | 640 | 492.8 | 2732.8
| 7.03 | PVC E-Pipe 20mm Φ x 3.0m with hub | 20 | pcs. | 80 | 32 | 24.64 | 136.64 | 1600 | 640 | 492.8 | 2732.8
| 7.04 | PVC E-Coupling 20mm Φ | 10 | pcs. | 10 | 4 | 3.08 | 17.08 | 100 | 40 | 30.8 | 170.8
| 7.05 | PVC E-Long Elbow 20mm Φ | 3 | pcs. | 20 | 8 | 6.16 | 34.16 | 60 | 24 | 18.48 | 102.48
| 7.06 | PVC E-Utility Box | 9 | pcs. | 25 | 10 | 7.7 | 42.7 | 225 | 90 | 69.3 | 384.3
| 7.07 | PVC E-Junction Box w/ cover | 9 | pcs. | 30 | 12 | 9.24 | 51.24 | 270 | 108 | 83.16 | 461.16
| 7.08 | Electrical Tape | 10 | pcs. | 30 | 12 | 9.24 | 51.24 | 300 | 120 | 92.4 | 512.4
| 7.09 | Solvent Cement 200cc | 1 | pcs. | 120 | 50 | 37.4 | 207.4 | 120 | 50 | 37.4 | 207.4
| 7.1 | Exhaust Fan Power Connection and Switch | 1 | lot | 600 | 240 | 184.8 | 1024.8 | 600 | 240 | 184.8 | 1024.8
[11 empty] | Subtotal | 896488.94 | 896488.94
7 |  | PLUMBING WORKS
Fixtures and Accessories
| 7.01 | Wall Hung Lavatory | 2 | set | 1200 | 480 | 369.6 | 2049.6 | 2400 | 960 | 739.2 | 4099.2
| 7.02 | Bidet Spray Set Heavy Duty, Brass Chrome | 2 | set | 400 | 160 | 123.2 | 683.2 | 800 | 320 | 246.4 | 1366.4
Sanitary Pipes and Fittings
| 7.03 | 2" Sanitary PVC Pipe | 2 | pcs. | 250 | 100 | 77 | 427 | 500 | 200 | 154 | 854
| 7.04 | 2" Wye | 2 | pcs. | 50 | 20 | 15.4 | 85.4 | 100 | 40 | 30.8 | 170.8
| 7.05 | 2" 1/8 Bend | 5 | pcs. | 30 | 12 | 9.24 | 51.24 | 150 | 60 | 46.2 | 256.2
| 7.06 | 2" Sanitary Tee | 3 | pcs. | 50 | 20 | 15.4 | 85.4 | 150 | 60 | 46.2 | 256.2
| 7.07 | 2" Cleanout | 1 | pcs. | 30 | 12 | 9.24 | 51.24 | 30 | 12 | 9.24 | 51.24
| 7.08 | Solvent Cement 200cc | 1 | pcs. | 120 | 50 | 37.4 | 207.4 | 120 | 50 | 37.4 | 207.4
Water Distribution Pipes and Fittings
| 7.09 | Aluminum Faucet | 2 | pcs. | 250 | 100 | 77 | 427 | 500 | 200 | 154 | 854
| 7.1 | 1/2" x 3m PVC Blue with hub | 1 | pcs. | 60 | 25 | 18.7 | 103.7 | 60 | 25 | 18.7 | 103.7
| 7.11 | 1/2" Tee | 1 | pcs. | 12 | 5 | 3.74 | 20.74 | 12 | 5 | 3.74 | 20.74
| 7.12 | 1/2" Elbow | 3 | pcs. | 8 | 3 | 2.42 | 13.42 | 24 | 9 | 7.26 | 40.26
| 7.13 | 1/2" Faucet Elbow | 2 | pcs. | 12 | 5 | 3.74 | 20.74 | 24 | 10 | 7.48 | 41.48
[11 empty] | Subtotal | 8321.62 | 8321.62
8 |  | PAINTING WORKS
Interior Repainting (265 sq. m.)
| 8.1 | Masonry Putty | 14 | gal. | 290 | 175 | 102.3 | 567.3 | 4060 | 2450 | 1432.2 | 7942.2
| 8.11 | Latex Paint (Ready Mix) | 22 | gal. | 800 | 480 | 281.6 | 1561.6 | 17600 | 10560 | 6195.2 | 34355.2
| 8.12 | Tools and other materials | 1 | lot | 6000 | 3600 | 2112 | 11712 | 6000 | 3600 | 2112 | 11712
Drywall Painting (118 sq. m.)
| 8.13 | Primer | 6 | gal. | 600 | 360 | 211.2 | 1171.2 | 3600 | 2160 | 1267.2 | 7027.2
| 8.14 | Masonry Putty | 16 | gal. | 290 | 175 | 102.3 | 567.3 | 4640 | 2800 | 1636.8 | 9076.8
| 8.15 | Latex Paint (Ready Mix) | 10 | gal. | 800 | 480 | 281.6 | 1561.6 | 8000 | 4800 | 2816 | 15616
| 8.16 | Tools and other materials | 1 | lot | 2500 | 1500 | 880 | 4880 | 2500 | 1500 | 880 | 4880
Exterior Painting (20 sq. m.)
| 8.17 | Common Toilet and Lavatory Cover Partition | 20 | sq.m. | 150 | 100 | 55 | 305 | 3000 | 2000 | 1100 | 6100
[11 empty] | Subtotal | 96709.4 | 96709.4
TOTAL AMOUNT IN FIGURES |  |  | 1973722.1 | [9 empty] | 1973722.1
TOTAL AMOUNT IN WORDS
Prepared by:
ENGR. RYAN M. LAYUG
Civil
| Checked by: |  | Funds Available:
| ARCH. EDUARDO T. QUINTERO |  | JESUS S. DANGANAN
| Director - InfraManagement Office |  | Budget Officer
| Recommending Approval: |  | Approved:
| DR. LORNA L. DIMATULAC, DPA |  | DR. MYRNA Q. MALLARI, DBA
| VP for Administration and Finance |  | President

## IMO Detailed Estimate (hidden)
Project: | PROPOSED NEW IMO-PPO OFFICE
Location: | MAIN CAMPUS, TARLAC STATE UNIVERSITY, TARLAC CITY
Duration: | 100 CALENDAR DAYS
Subject: | DETAILED ESTIMATE
ITEM NO. |  | DESCRIPTION | QTY | UNIT | UNIT COST |  |  |  | MATERIAL COST | LABOR COST | INDIRECT COST | TOTAL ITEM COST
[5 empty] | MATERIAL COST | LABOR COST | INDIRECT COST | TOTAL
1 |  | FURNITURES
| 1.01 | Executive Table | 1 | pc. | 15000 | -
| 1.02 | Executive Chair | 1 | pc. | 4500
| 1.03 | Clerical Table | 2 | pc. | 6500
| 1.04 | Clerical Chair | 4 | pc. | 4000
| 1.05 | Sofa with Center Table (Lounge Area) | 1 | set
| 1.06 | Conference Table - 8 seater | 1 | set | 35000
| 1.07 | Swivel Chair (Planning & Monitoring Department) | 8 | pc. | 4000
| 1.08 | Arm Chair (Director's Office) | 2 | pc.
| 1.09 | Table Cabinet W=0.8m x L=1.6m x H=30" | 1 | pc.
| 1.1 | Window Blind 1 - 1.7m x 3m (Monitoring Department, Director's Office & Lounging Area) | 3 | pc.
| 1.11 | Window Blind 2 - 1.7m x 1.8m (Planning Department) | 1 | pc.
| 1.12 | Window Blind 3 - 1.6m x 1.8m (Director's Office) | 2 | pc.
| 1.13 | Window Blind 4 - 1.8m x 2.4m (Director's Office) | 1 | pc.
| 1.14 | Door Blind 5 - 0.8m x 2.1m (Director's Office) | 1 | pc.
2 |  | APPLIANCES
| 2.01 | LED Projector | 1 | set | 30000
| 2.02 | Computer Desktop w/ complete accessories | 5 | set | 60000
1 |  | AIR-CONDITIONER & EXHAUST FAN
| 1.01 | 2.5 HP Air-Conditioner Remote Type | 3 | pcs. | 34000 | 8500 | 9350 | 51850 | 102000 | 25500 | 28050 | 155550
| 1.02 | Exhaust Fan Ceiling Type 12" | 1 | pcs. | 1600 | 480 | 457.6 | 2537.6 | 1600 | 480 | 457.6 | 2537.6
| 1.03 | Aluminum Flexible Duct 100mmΦ x 3m | 1 | pcs. | 400 | 120 | 114.4 | 634.4 | 400 | 120 | 114.4 | 634.4
| 1.04 | Stainless Pipehood with stainless mesh | 1 | pcs. | 520 | 150 | 147.4 | 817.4 | 520 | 150 | 147.4 | 817.4
[11 empty] | Subtotal | 159539.4 | 159539.4
2 |  | DOORS AND WINDOWS
| 2.01 | 1/4" Swing Ordinary Glass Door Brown on Analok Frame 0.8m x 2.1m | 2 | set | 11000 | 2200 | 2904 | 16104 | 22000 | 4400 | 5808 | 32208
| 2.02 | 1/4" Fixed Ordinary Glass Window Brown on Analok Frame 1.8m x 1.6m | 2 | set | 5600 | 1100 | 1474 | 8174 | 11200 | 2200 | 2948 | 16348
| 2.03 | 1/4" Fixed Ordinary Glass Window Brown on Analok Frame 1.8m x 2.4m | 1 | set | 8000 | 1600 | 2112 | 11712 | 8000 | 1600 | 2112 | 11712
| 2.04 | 1/4" Sliding Ordinary Glass Door Clear on Analok Frame 2.5m x 2.1m | 1 | set | 18000 | 3600 | 4752 | 26352 | 18000 | 3600 | 4752 | 26352
| 2.05 | 0.6 x 2.1m PVC Door with louver and Door Jamb, with complete accessories | 2 | set | 1500 | 500 | 440 | 2440 | 3000 | 1000 | 880 | 4880
[11 empty] | Subtotal | 91500 | 91500
3 |  | WORKING STATION
Rough Carpentry
| 3.01 | 4' x 8' x 3/4" Marine Plywood | 24 | pcs. | 1350 | 945 | 504.9 | 2799.9 | 32400 | 22680 | 12117.6 | 67197.6
| 3.02 | 1/2" x 1" x 10' Wood Edging | 56 | pcs. | 80 | 56 | 29.92 | 165.92 | 4480 | 3136 | 1675.52 | 9291.52
| 3.03 | Drawer Pull, Stainless Steel 4.5" Round Handle | 8 | pcs. | 190 | 133 | 71.06 | 394.06 | 1520 | 1064 | 568.48 | 3152.48
| 3.04 | Drawer Guide, Full Extension 14" Bearing Type Powder Coated | 8 | set | 320 | 224 | 119.68 | 663.68 | 2560 | 1792 | 957.44 | 5309.44
| 3.05 | Cabinet Pull, Stainless Steel 4.5" Round Handle | 8 | pcs. | 190 | 133 | 71.06 | 394.06 | 1520 | 1064 | 568.48 | 3152.48
| 3.06 | Cabinet Concealed Hydraulic Hinge, Overlapped Type | 8 | set | 190 | 133 | 71.06 | 394.06 | 1520 | 1064 | 568.48 | 3152.48
| 3.07 | Drawer Lock, Bronze | 8 | set | 250 | 175 | 93.5 | 518.5 | 2000 | 1400 | 748 | 4148
| 3.08 | Stickwell Glue | 10 | qrt. | 140 | 98 | 52.36 | 290.36 | 1400 | 980 | 523.6 | 2903.6
| 3.09 | Finishing Nails - Assorted | 12 | kg. | 80 | 56 | 29.92 | 165.92 | 960 | 672 | 359.04 | 1991.04
Finishing
| 3.1 | Sand Paper #120 | 150 | pcs. | 20 | 14 | 7.48 | 41.48 | 3000 | 2100 | 1122 | 6222
| 3.11 | Sand Paper #220 | 150 | pcs. | 20 | 14 | 7.48 | 41.48 | 3000 | 2100 | 1122 | 6222
| 3.12 | Paint Brush 2-1/2" | 10 | pcs. | 50 | 35 | 18.7 | 103.7 | 500 | 350 | 187 | 1037
| 3.13 | Lacquer Primer | 7 | gal. | 660 | 460 | 246.4 | 1366.4 | 4620 | 3220 | 1724.8 | 9564.8
| 3.14 | Lacquer Putty | 12 | gal. | 650 | 455 | 243.1 | 1348.1 | 7800 | 5460 | 2917.2 | 16177.2
| 3.15 | Lacquer Thinner | 6 | gal. | 420 | 290 | 156.2 | 866.2 | 2520 | 1740 | 937.2 | 5197.2
| 3.16 | Lacquer Paint | 6 | gal. | 860 | 600 | 321.2 | 1781.2 | 5160 | 3600 | 1927.2 | 10687.2
| 3.17 | Lacquer Tinting Color | 2 | lit. | 180 | 120 | 66 | 366 | 360 | 240 | 132 | 732
| 3.18 | Retardant Lacquer Flo | 2 | lit. | 620 | 430 | 231 | 1281 | 1240 | 860 | 462 | 2562
[11 empty] | Subtotal | 158700.04 | 158700.04
4 |  | FLOORING WORKS
| 4.01 | Laminated Flooring w/ foam (120 sq. m) | 71 | box | 1300 | 390 | 371.8 | 2061.8 | 92300 | 27690 | 26397.8 | 146387.8
| 4.02 | Base Board 4" x 8' | 38 | pcs. | 230 | 69 | 65.78 | 364.78 | 8740 | 2622 | 2499.64 | 13861.64
| 4.03 | Reducer Transition Moulding | 3 | pcs. | 400 | 120 | 114.4 | 634.4 | 1200 | 360 | 343.2 | 1903.2
[11 empty] | Subtotal | 162152.64 | 162152.64
5 |  | WALL PARTITIONING WORKS
| 5.01 | 3" x 3" x 5mm x 20' Angle Bar | 3 | pcs. | 1270 | 380 | 363 | 2013 | 3810 | 1140 | 1089 | 6039
| 5.02 | 2" x 2" x 5mm x 20' Angle Bar | 6 | pcs. | 760 | 230 | 217.8 | 1207.8 | 4560 | 1380 | 1306.8 | 7246.8
| 5.03 | Welding Rod | 4 | kg. | 100 | 27 | 27.94 | 154.94 | 400 | 108 | 111.76 | 619.76
| 5.04 | 1/4" Φ x 1-1/2" Expansion bolt | 16 | pcs. | 40 | 12 | 11.44 | 63.44 | 640 | 192 | 183.04 | 1015.04
| 5.05 | 4' x 8' x 6mm Hardiflex Board | 16 | pcs. | 740 | 220 | 211.2 | 1171.2 | 11840 | 3520 | 3379.2 | 18739.2
| 5.06 | 35mm x 92mm x 3m U-track w/ G24 (0.6mm) | 9 | pcs. | 140 | 40 | 39.6 | 219.6 | 1260 | 360 | 356.4 | 1976.4
| 5.07 | 35mm x 92mm x 3m C-Stud w/ G24 (0.6mm) | 26 | pcs. | 150 | 45 | 42.9 | 237.9 | 3900 | 1170 | 1115.4 | 6185.4
| 5.08 | Metal Screw | 350 | pcs. | 0.8 | 0.25 | 0.231 | 1.281 | 280 | 87.5 | 80.85 | 448.35
| 5.09 | Hardiflex Screw | 580 | pcs. | 1.4 | 0.4 | 0.396 | 2.196 | 812 | 232 | 229.68 | 1273.68
| 5.1 | Concrete Nail 1" | 1 | kg. | 95 | 25 | 26.4 | 146.4 | 95 | 25 | 26.4 | 146.4
[11 empty] | Subtotal | 43690.03 | 43690.03
6 |  | STRUCTURAL WORKS
| 6.01 | Demolition of Common Toilet Door | 1 | lot | 0 | 1500 | 330 | 1830 | 0 | 1500 | 330 | 1830
| 6.02 | Common Toilet Door Renovation, Lavatory Cover Partitioning and Topping | 1 | lot | 4000 | 1800 | 1276 | 7076 | 4000 | 1800 | 1276 | 7076
| 6.03 | Air-Conditioner Steel Frame Supports | 1 | lot | 6000 | 2400 | 1848 | 10248 | 6000 | 2400 | 1848 | 10248
[11 empty] | Subtotal | 19154 | 19154
7 |  | ELECTRICAL WORKS
| 7.01 | Electric Wire #10 x 150m (5.5 sq.mm) | 2 | roll | 3700 | 1500 | 1144 | 6344 | 7400 | 3000 | 2288 | 12688
| 7.02 | 1 Gang Airconditioning Unit Outlet | 8 | pcs. | 200 | 80 | 61.6 | 341.6 | 1600 | 640 | 492.8 | 2732.8
| 7.03 | PVC E-Pipe 20mm Φ x 3.0m with hub | 20 | pcs. | 80 | 32 | 24.64 | 136.64 | 1600 | 640 | 492.8 | 2732.8
| 7.04 | PVC E-Coupling 20mm Φ | 10 | pcs. | 10 | 4 | 3.08 | 17.08 | 100 | 40 | 30.8 | 170.8
| 7.05 | PVC E-Long Elbow 20mm Φ | 3 | pcs. | 20 | 8 | 6.16 | 34.16 | 60 | 24 | 18.48 | 102.48
| 7.06 | PVC E-Utility Box | 9 | pcs. | 25 | 10 | 7.7 | 42.7 | 225 | 90 | 69.3 | 384.3
| 7.07 | PVC E-Junction Box w/ cover | 9 | pcs. | 30 | 12 | 9.24 | 51.24 | 270 | 108 | 83.16 | 461.16
| 7.08 | Electrical Tape | 10 | pcs. | 30 | 12 | 9.24 | 51.24 | 300 | 120 | 92.4 | 512.4
| 7.09 | Solvent Cement 200cc | 1 | pcs. | 120 | 50 | 37.4 | 207.4 | 120 | 50 | 37.4 | 207.4
| 7.1 | Exhaust Fan Power Connection and Switch | 1 | lot | 600 | 240 | 184.8 | 1024.8 | 600 | 240 | 184.8 | 1024.8
[11 empty] | Subtotal | 21016.94 | 21016.94
7 |  | PLUMBING WORKS
Fixtures and Accessories
| 7.01 | Wall Hung Lavatory | 2 | set | 1200 | 480 | 369.6 | 2049.6 | 2400 | 960 | 739.2 | 4099.2
| 7.02 | Bidet Spray Set Heavy Duty, Brass Chrome | 2 | set | 400 | 160 | 123.2 | 683.2 | 800 | 320 | 246.4 | 1366.4
Sanitary Pipes and Fittings
| 7.03 | 2" Sanitary PVC Pipe | 2 | pcs. | 250 | 100 | 77 | 427 | 500 | 200 | 154 | 854
| 7.04 | 2" Wye | 2 | pcs. | 50 | 20 | 15.4 | 85.4 | 100 | 40 | 30.8 | 170.8
| 7.05 | 2" 1/8 Bend | 5 | pcs. | 30 | 12 | 9.24 | 51.24 | 150 | 60 | 46.2 | 256.2
| 7.06 | 2" Sanitary Tee | 3 | pcs. | 50 | 20 | 15.4 | 85.4 | 150 | 60 | 46.2 | 256.2
| 7.07 | 2" Cleanout | 1 | pcs. | 30 | 12 | 9.24 | 51.24 | 30 | 12 | 9.24 | 51.24
| 7.08 | Solvent Cement 200cc | 1 | pcs. | 120 | 50 | 37.4 | 207.4 | 120 | 50 | 37.4 | 207.4
Water Distribution Pipes and Fittings
| 7.09 | Aluminum Faucet | 2 | pcs. | 250 | 100 | 77 | 427 | 500 | 200 | 154 | 854
| 7.1 | 1/2" x 3m PVC Blue with hub | 1 | pcs. | 60 | 25 | 18.7 | 103.7 | 60 | 25 | 18.7 | 103.7
| 7.11 | 1/2" Tee | 1 | pcs. | 12 | 5 | 3.74 | 20.74 | 12 | 5 | 3.74 | 20.74
| 7.12 | 1/2" Elbow | 3 | pcs. | 8 | 3 | 2.42 | 13.42 | 24 | 9 | 7.26 | 40.26
| 7.13 | 1/2" Faucet Elbow | 2 | pcs. | 12 | 5 | 3.74 | 20.74 | 24 | 10 | 7.48 | 41.48
[11 empty] | Subtotal | 8321.62 | 8321.62
8 |  | PAINTING WORKS
Interior Repainting (150 sq. m.)
| 8.1 | Masonry Putty | 8 | gal. | 290 | 290 | 127.6 | 707.6 | 2320 | 2320 | 1020.8 | 5660.8
| 8.11 | Latex Paint (Ready Mix) | 12 | gal. | 800 | 800 | 352 | 1952 | 9600 | 9600 | 4224 | 23424
| 8.12 | Tools and other materials | 1 | lot | 3000 | 3000 | 1320 | 7320 | 3000 | 3000 | 1320 | 7320
Drywall Painting (40 sq. m.)
| 8.13 | Primer | 2 | gal. | 600 | 600 | 264 | 1464 | 1200 | 1200 | 528 | 2928
| 8.14 | Masonry Putty | 5 | gal. | 290 | 290 | 127.6 | 707.6 | 1450 | 1450 | 638 | 3538
| 8.15 | Latex Paint (Ready Mix) | 3 | gal. | 800 | 800 | 352 | 1952 | 2400 | 2400 | 1056 | 5856
| 8.16 | Tools and other materials | 1 | lot | 800 | 800 | 352 | 1952 | 800 | 800 | 352 | 1952
Exterior Painting (20 sq. m.)
| 8.17 | Common Toilet and Lavatory Cover Partition | 20 | sq.m. | 150 | 100 | 55 | 305 | 3000 | 2000 | 1100 | 6100
[11 empty] | Subtotal | 56778.8 | 56778.8
TOTAL AMOUNT IN FIGURES |  |  | 720853.47 | [9 empty] | 720853.47
TOTAL AMOUNT IN WORDS
Prepared by:
ENGR. RYAN M. LAYUG
Civil
| Checked by: |  | Funds Available:
| ARCH. EDUARDO T. QUINTERO |  | JESUS S. DANGANAN
| Director - InfraManagement Office |  | Budget Officer
| Recommending Approval: |  | Approved:
| DR. LORNA L. DIMATULAC, DPA |  | DR. MYRNA Q. MALLARI, DBA
| VP for Administration and Finance |  | President

## 2blackboard (hidden)
|  | Qty. | Unit | Price | Material
Black Board | [5 empty] | 7220
| Marine Plywood 1/2" | 2 | pc. | 760 | 1520
| 1-1/2" x 1-1/2" x 1.5 mm | 8 | pc. | 500 | 4000
| Welding Rod | 8 | kg. | 90 | 720
| Hardilite 3.5mm | 1 | pc. | 400 | 400
| Bolt 2-1/2" | 10 | pc. | 50 | 500
| Screw | 80 | pc. | 1 | 80
Finishing | [5 empty] | 2250
| Painting | 9 | sq. m. | 250 | 2250
Labor | [5 empty] | 2260
| Steel Framing | 34 | sq. ft. | 40 | 1360
| Board Covering | 1 | lot. | 900 | 900
|  |  |  | Total | 11730 | 11730

## 3blackboard1whiteboard (hidden)
|  | Qty. | Unit | Price | Material
Black Board | [5 empty] | 9780
| Marine Plywood 1/2" | 3 | pc. | 760 | 2280
| 1-1/2" x 1-1/2" x 1.5 mm | 11.5 | pc. | 500 | 5750
| Welding Rod | 12 | kg. | 90 | 1080
| Hardilite 3.5mm | 1.2 | pc. | 400 | 480
| Bolt 2-1/2" | 14 | pc. | 5 | 70
| Screw | 120 | pc. | 1 | 120
White Board | [5 empty] | 2576
| Marine Plyboard 3/4" | 1 | pc. | 1200 | 1200
| Formica White | 1 | pc. | 1000 | 1000
| Aluminum Edging | 7.2 | m | 30 | 216
| Glue | 1 | quart | 160 | 160
Railing | [5 empty] | 14356
| Top Railing | 7.2 | m | 625 | 4500
| Top Roller | 1 | set | 1079 | 1079
| Bottom Railing | 7.2 | m | 590 | 4248
| Bottom Roller | 1 | set | 929 | 929
| Bracket 2-1/2" | 8 | pc. | 270 | 2160
| Bracket 1" | 8 | pc. | 180 | 1440
Painting | [5 empty] | 3250
Steel Painting
| Finishing | 13 | sq. m. | 250 | 3250
Labor | [5 empty] | 3400
| Steel Framing | 50 | sq. ft. | 40 | 2000
| Board Covering | 1 | lot. | 900 | 900
| Railing Assembly | 1 | lot. | 500 | 500
|  |  |  | Total | 33362 | 33362

## INITIATOR ADD ORDER REQUEST (hidden)
TARLAC STATE UNIVERSITY
INFRASTRUCTURE MANAGEMENT OFFICE
Tarlac City, Tarlac
INITIATOR ADDITIONAL WORK REQUEST
NO. 1
To: | INFRASTRUCTURE MANAGEMENT OFFICE
Project: | RENOVATION OF INSTITUTIONAL BUILDING (COLLEGE OF ENGINEERING)
Owner
Contractor
Submitted by: | DR. MIRIAM S. GALVEZ |  |  |  | IMO Engineer/Architect
Date: | 2016-03-09 |  |  |  | End-user
Actual job condition in area of proposed additional works
Need of ceiling replacement, tiling, painting of wall and ceiling, replacement of doors and windows, installation of black/white board in the Right and Left Wing of the COE Building.
Additional works order justification
To meet the needs of the end-user.
Contractor authorized to proceed with this change |  |  |  | Yes
Other contracts involved are as follows |  |  |  | (List contracts by no.)
Is dwg. required? |  | No |  | (Sheet no.):
Description of additional work to be performed:
Ceiling replacement, tiling, painting of wall and ceiling, replacement of doors and windows, installation of black/white board in the Right and Left Wing of the COE Building.
Estimated effect on costs of |  |  |  |  | PhP. | #REF!
A & E: Php (*) |  |  |  | CM: PhP (*)
Approved by:
ENGR. EDWIN L. DELA VEGA
IMO Director

## ADDITIONAL WORKS AUTHORIZATION (hidden)
TARLAC STATE UNIVERSITY
INFRASTRUCTURE MANAGEMENT OFFICE
Tarlac City, Tarlac
ADDITIONAL WORK ORDER AUTHORIZATION
NO. |  |  |  |  | 1
To | : | CAD CONSTRUCTION
Project | : | RENOVATION OF INSTITUTIONAL BUILDING (COLLEGE OF ENGINEERING)
Date | : | 2016-03-09
The following additional works are hereby made to the contract documents:
Justification: |  | Ceiling replacement, tiling, painting of wall and ceiling, replacement of doors and windows, installation of black/white board in the Right and Left Wing of the COE Building.
Change in contract price:
| Original contract price: |  |  |  |  | PhP | 21348166.75 |  | #REF!
The contract price due to this additional work order will now be
|  | increased | decreased | in the amount of: |  | PhP | #REF!
The new contract price including the additional work order
| will now be in the amount of: |  |  |  |  | PhP | #REF!
Change in contract time:
| Original contract time: | [5 empty] | _____ | calendar days
The contract time due to this additional work order will now be
|  | increased | decreased | by: |  |  | _____ | calendar days
The new date of completion of all works including
| this additional work order will now be: | [5 empty] | __________________________
Change in contract time:
| Original contract time: | [5 empty] | 10 | months
The contract time due to additional work will now be
|  | increased | decreased | by: |  |  | 3 | months
The new date of completion of all works including
| this additional work will now be: | [5 empty] | 13 | months
Approvals required:
To be effective, the owner must approve this order/request especially if it changes the scope or objective of the project, or as may otherwise be required by the supplemental agreement general conditions.
Requested by:
DR. MIRIAM S. GALVEZ
Dean, COE
Noted by: | [5 empty] | Approved by:
ENGR. EDWIN L. DELA VEGA | [5 empty] | DR. MYRNA Q. MALLARI
IMO Director | [5 empty] | President